## Indoor
Sub-Category | Product_Name | Model_Number_Internal | Model_Number | Size | Power_W | Voltage | CCT | CRI_RA | Lumen | Efficacy_Lumen_per_W | Dimming_Type | Material_Finish | Sensors_and_Controls | Occupancy | Bi_Level | PIR_Microwave | Sensor_Cost | Remote_Control_Bluetooth | Remote_Control_Bluetooth_Cost | Plugin _Sensor | Plugin _Sensor_Cost | Emergency_Backup_Battery | Emergency_Backup_Battery_Cost | Junction_Cover | Mounting | Installation_Kits | Installation_Kits_Cost | Adjustment_Dial | Certifications | Lead_Time | Cut_Sheet | Warranty | MOQ | COST_China_DDP_USA | COST_Thailand_Vietnam | Price_per_Piece | Photo | IP_Rating
LED Downlight Series | LED Ultra Slim Downlight | FXF01185E-7A5T90W | BHF-USLIM-DL-4in7.5W | 4'' | 7.5W | AC120V | 2.7-5k, Tunable | 80 | 615lm | 82lm/w | 0-10V | White-Aluminum | [12 empty] | Recessed |  |  |  | ETL DLC FCC ES T24 CP65 | 75 days | https://drive.google.com/file/d/1bc-40WJFu2nKs0LR9NxoweTLGURpR1ds/view?usp=drive_link | 5 Yr | 5000 | 2.94 (Ningbo) | 3.46 |  | https://drive.google.com/file/d/1Bx8POa0xVolFubzCy_06HO1FOmFiFNHH/view?usp=sharing
LED Downlight Series | LED Ultra Slim Downlight | FXF01185E-9A5T90W | BHF-USLIM-DL-4in9W | 4'' | 9W | AC120V | 2.7-5k, Tunable | 80 | 738lm | 82lm/w | 0-10V | White-Aluminum | [12 empty] | Recessed |  |  |  | ETL DLC FCC ES T24 CP65 | 75 days | https://drive.google.com/file/d/1bc-40WJFu2nKs0LR9NxoweTLGURpR1ds/view?usp=drive_link | 5 Yr | 5000 | 2.94 (Ningbo) | 3.46 |  | https://drive.google.com/file/d/1Bx8POa0xVolFubzCy_06HO1FOmFiFNHH/view?usp=sharing
LED Downlight Series | LED Ultra Slim Downlight | FXF01185E-12A5T90W | BHF-USLIM-DL-6in12W | 6'' | 12W | AC120V | 2.7-5k, Tunable | 80 | 984lm | 82lm/w | 0-10V | White-Aluminum | [12 empty] | Recessed |  |  |  | ETL DLC FCC ES T24 CP66 | 75 days | https://drive.google.com/file/d/1bc-40WJFu2nKs0LR9NxoweTLGURpR1ds/view?usp=drive_link | 5 Yr | 5000 | 3.90 (Ningbo) | 4.59 |  | https://drive.google.com/file/d/1Bx8POa0xVolFubzCy_06HO1FOmFiFNHH/view?usp=sharing
LED Downlight Series | LED Ultra Slim Downlight | FXF01185E-17A5T90W | BHF-USLIM-DL-8in17W | 8'' | 17W | AC120V | 2.7-5k, Tunable | 80 | 1394lm | 82lm/w | 0-10V | White-Aluminum | [12 empty] | Recessed |  |  |  | ETL DLC FCC ES T24 CP67 | 75 days | https://drive.google.com/file/d/1bc-40WJFu2nKs0LR9NxoweTLGURpR1ds/view?usp=drive_link | 5 Yr | 5000 | 5.88 (Ningbo) | 6.92 |  | https://drive.google.com/file/d/1Bx8POa0xVolFubzCy_06HO1FOmFiFNHH/view?usp=sharing
LED Downlight Series | LED Ultra Slim Downlight | FXF01185E-18A5T90W | BHF-USLIM-DL-8in18W | 8'' | 18W | AC120V | 2.7-5k, Tunable | 80 | 1476lm | 82lm/w | 0-10V | White-Aluminum | [12 empty] | Recessed |  |  |  | ETL DLC FCC ES T24 CP67 | 75 days | https://drive.google.com/file/d/1bc-40WJFu2nKs0LR9NxoweTLGURpR1ds/view?usp=drive_link | 5 Yr | 5000 | 5.88 (Ningbo) | 6.92 |  | https://drive.google.com/file/d/1Bx8POa0xVolFubzCy_06HO1FOmFiFNHH/view?usp=sharing
LED Downlight Series | LED Ultra Slim Downlight | HS-STC509WH | BHH-USLIM-DL-4in9W | 4" | 9W | AC110-130V | 2.7-5k, Tunable | 80 | 720lm | 70-90lm/W | Triac | White-Aluminum | [12 empty] | Recessed |  |  |  | ETL ES FCC | 75 days | https://docs.google.com/spreadsheets/d/1c5IZBxwWOWWz-l0IuT3zEqp942sRIsd5/edit?usp=drive_link&ouid=108502356149815945805&rtpof=TRUE&sd=TRUE | 3 Yr | 5000 |  | 2.34 |  | https://drive.google.com/file/d/1f6iggBDm6UddmfZxn5ZNWnw8KR9dkUQC/view?usp=sharing
LED Downlight Series | LED Ultra Slim Downlight | HS-STC515WH | BHH-USLIM-DL-6in15W | 6" | 15W | AC110-130V | 2.7-5k, Tunable | 80 | 1200lm | 70-90lm/W | Triac | White-Aluminum | [12 empty] | Recessed |  |  |  | ETL ES FCC | 75 days | https://docs.google.com/spreadsheets/d/1c5IZBxwWOWWz-l0IuT3zEqp942sRIsd5/edit?usp=drive_link&ouid=108502356149815945805&rtpof=TRUE&sd=TRUE | 3 Yr | 5000 |  | 3.01 |  | https://drive.google.com/file/d/1f6iggBDm6UddmfZxn5ZNWnw8KR9dkUQC/view?usp=sharing
LED Downlight Series | LED Ultra Slim Downlight | HS-STC518WH | BHH-USLIM-DL-8in18W | 8" | 18W | AC110-130V | 2.7-5k, Tunable | 80 | 1440lm | 70-90lm/W | Triac | White-Aluminum | [12 empty] | Recessed |  |  |  | ETL ES FCC | 75 days | https://docs.google.com/spreadsheets/d/1c5IZBxwWOWWz-l0IuT3zEqp942sRIsd5/edit?usp=drive_link&ouid=108502356149815945805&rtpof=TRUE&sd=TRUE | 3 Yr | 5000 |  | 3.95 |  | https://drive.google.com/file/d/1f6iggBDm6UddmfZxn5ZNWnw8KR9dkUQC/view?usp=sharing
LED Downlight Series | LED Ultra Slim Downlight | ARVL-HY-USDL-R4-9W-5CCT | BHA-USLIM-DL-4in9W | 4" | 9W | AC120 | 2.7-5k, Tunable | 80 | 700lm | 70-90lm/W | Triac | White/Nickle/Black-Aluminum | [12 empty] | Recessed |  |  |  | ETL ES FCC | 75 days | https://drive.google.com/file/d/1-aRBlFTfv5kaE94gUsClWAJk0Wu0Ha_8/view?usp=drive_link | 5 Yr | 1000 |  | 2.05 |  | https://drive.google.com/file/d/1VJyr0VPRS4Jp7sqdVjfg6et2QPEdxcyx/view?usp=sharing
LED Downlight Series | LED Ultra Slim Downlight | ARVL-HY-USDL-R6-12W-5CCT | BHA-USLIM-DL-6in12W | 6" | 12W | AC120 | 2.7-5k, Tunable | 80 | 900lm | 70-90lm/W | Triac | White/Nickle/Black-Aluminum | [12 empty] | Recessed |  |  |  | ETL ES FCC | 75 days | https://drive.google.com/file/d/1-aRBlFTfv5kaE94gUsClWAJk0Wu0Ha_8/view?usp=drive_link | 5 Yr | 1000 |  | 2.75 |  | https://drive.google.com/file/d/1VJyr0VPRS4Jp7sqdVjfg6et2QPEdxcyx/view?usp=sharing
LED Downlight Series | LED Ultra Slim Downlight | Special Order | BHA-USLIM-DL-8in18W | 8" | 18W | AC120 | 2.7-5k, Tunable | 80 | 1440lm | 70-90lm/W | Triac | White/Nickle/Black-Aluminum | [12 empty] | Recessed |  |  |  | ETL ES FCC | 75 days | https://drive.google.com/file/d/1-aRBlFTfv5kaE94gUsClWAJk0Wu0Ha_8/view?usp=drive_link | 5 Yr | 1000 |  | 6.5 |  | https://drive.google.com/file/d/1VJyr0VPRS4Jp7sqdVjfg6et2QPEdxcyx/view?usp=sharing
LED Downlight Series | LED Ultra Slim Downlight | PVDL-PLA02-8WE | BHP-USLIM-DL-4in8W | 4" | 8W | AC120v | 3-6.5k, Tunable | 80 | 800lm | 100lm/w | Triac | White/PVC/Plastic housing | [12 empty] | Recessed |  |  |  | ETL ES FCC | 75 days |  | 5 Yr | 5000 | 2.98(Xiamen) | $2.98 (Vietnam)
LED Downlight Series | LED Ultra Slim Downlight | PVDL-PLA02-12WG | BHP-USLIM-DL-6in12W | 6" | 12W | AC120v | 3-6.5k, Tunable | 80 | 1200lm | 100lm/w | Triac | White/PVC/Plastic housing | [12 empty] | Recessed |  |  |  | ETL ES FCC | 75 days |  | 5 Yr | 5000 | 3.40(Xiamen) | $3.40 (Vietnam)
LED Downlight Series | LED Slim Square Spot Lights | PVDL-GEN04-8W | BHP-SLIM-SL-4in8W-SQ | 4" | 8W | AC120v | 2.7-5k, Tunable | 80 | 700lm | 70-90lm/W | Triac | White/PVC/Metal housing | [12 empty] | Recessed |  |  |  | ETL ES FCC | 75 days |  | 5 Yr | 300 | 4.85(Xiamen)
LED Downlight Series | LED Slim Square Spot Lights | PVDL-GEN04-12WG | BHP-SLIM-SL-6in12W-SQ | 6" | 12W | AC120v | 2.7-5k, Tunable | 80 | 700lm | 70-90lm/W | Triac | White/PVC/Metal housing | [12 empty] | Recessed |  |  |  | ETL ES FCC | 75 days |  | 5 Yr | 300 | 5.38(Xiamen)
LED Downlight Series | LED Round Retrofit Lights | PVDL-RD01-7WER800K | BHP-RETRO-RL-4in7W | 4" | 7W | AC120v | 2.7-5k, Tunable | 80 | 760lm | 70-90lm/W | Phase Cut | White/PVC/PolyCarbon housing | [12 empty] | Recessed |  |  |  | ETL ES FCC | 75 days |  | 5 Yr | 100 | 1.85(Xiamen)
LED Downlight Series | LED Round Slim Down Plates | PVDL-4in-6in Slim Down Light Plates | BHP-SLIM-DOWN-PLATES | 4/6" | N/A | N/A | N/A | N/A | N/A | N/A | N/A | Metal | [12 empty] | Recessed |  |  |  | N/A | 75 days |  | 5 Yr | 2000 | 1.98(Xiamen)
LED Downlight Series | LED Round Slim Down Plates | 2/3/4/5/6in Slim Down Light Plates | BHF-SLIM-DOWN-PLATES-.8mm | 2/3/4/5/6" | N/A | N/A | N/A | N/A | N/A | N/A | N/A | Metal | [12 empty] | Recessed |  |  |  | N/A | 75 days |  | 5 Yr | 2000 | 3.20(Ningbo) |  |  | https://drive.google.com/file/d/1ltyuDYcU8cpoSwY86eoDuDopjej3f4oA/view?usp=sharing
LED Downlight Series | LED Round Slim Down Plates | 2/3/4/5/6in Slim Down Light Plates | BHF-SLIM-DOWN-PLATES-.6mm | 2/3/4/5/6" | N/A | N/A | N/A | N/A | N/A | N/A | N/A | Metal | [12 empty] | Recessed |  |  |  | N/A | 75 days |  | 5 Yr | 2000 | 2.80(Ningbo) |  |  | https://drive.google.com/file/d/1ltyuDYcU8cpoSwY86eoDuDopjej3f4oA/view?usp=sharing
LED Flush Mount Light | LED Double Ring Ceiling Light | FXF23001 | BHF-DRINGC-10in3CCT | 10'' | 8/12/16W | AC120V | 2.7-5k, Tunable | 80 | 1200lm | 100lm/w 75lm/w | Triac | Brush Nickel/Metal | FALSE | [11 empty] | Surface |  |  |  | ETL | 75 days | https://drive.google.com/file/d/1YAiWD2O-dyXLp8q6CwM4usEu2_MSVSY7/view?usp=drive_link | 5 Yr | 5000 | $6.60 (Ningbo) | 7.76 |  | https://drive.google.com/file/d/1w_zTun0PWcXvB0SWsONtUQcs8Kv-4sWd/view?usp=sharing
LED Flush Mount Light | LED Double Ring Ceiling Light | FXF23001 | BHF-DRINGC-10in3CCT | 10'' | 8/12/16W | AC120V | 2.7-5k, Tunable | 80 | 1200lm | 100lm/w 75lm/w | Triac | Brush Nickel/Metal | TRUE | FALSE | TRUE | TRUE | 0 |  | 1.2 | [5 empty] | Surface |  |  |  | ETL | 75 days | https://drive.google.com/file/d/1YAiWD2O-dyXLp8q6CwM4usEu2_MSVSY7/view?usp=drive_link | 5 Yr | 5000 | $12.00 (Ningbo) | 13.2 |  | https://drive.google.com/file/d/1w_zTun0PWcXvB0SWsONtUQcs8Kv-4sWd/view?usp=sharing
LED Flush Mount Light | LED Double Ring Ceiling Light | FXF23002 | BHF-DRINGC-12in3CCT | 12'' | 8/12/16W | AC120V | 2.7-5k, Tunable | 80 | 1200lm | 100lm/w 75lm/w | Triac | Brush Nickel/Metal | FALSE | [11 empty] | Surface |  |  |  | ETL | 75 days | https://drive.google.com/file/d/1YAiWD2O-dyXLp8q6CwM4usEu2_MSVSY7/view?usp=drive_link | 5 Yr | 5000 | $8.20 (Ningbo) | 9.65 |  | https://drive.google.com/file/d/1w_zTun0PWcXvB0SWsONtUQcs8Kv-4sWd/view?usp=sharing
LED Flush Mount Light | LED Double Ring Ceiling Light | FXF23002 | BHF-DRINGC-12in3CCT | 12'' | 8/12/16W | AC120V | 2.7-5k, Tunable | 80 | 1200lm | 100lm/w 75lm/w | Triac | Brush Nickel/Metal | TRUE | FALSE | TRUE | TRUE | 0 |  | 1.2 | [5 empty] | Surface |  |  |  | ETL | 75 days | https://drive.google.com/file/d/1YAiWD2O-dyXLp8q6CwM4usEu2_MSVSY7/view?usp=drive_link | 5 Yr | 5000 | $13.50 (Ningbo) | 14.85 |  | https://drive.google.com/file/d/1w_zTun0PWcXvB0SWsONtUQcs8Kv-4sWd/view?usp=sharing
LED Flush Mount Light | LED Double Ring Ceiling Light | FXF23003 | BHF-DRINGC-14in3CCT | 14" | 12/16/22W | AC120V | 2.7-5k, Tunable | 80 | 1650lm | 100lm/w 75lm/w | Triac | Brush Nickel/Metal | FALSE | [11 empty] | Surface |  |  |  | ETL | 75 days | https://drive.google.com/file/d/1YAiWD2O-dyXLp8q6CwM4usEu2_MSVSY7/view?usp=drive_link | 5 Yr | 5000 | $9.40 (Ningbo) | 11.06 |  | https://drive.google.com/file/d/1w_zTun0PWcXvB0SWsONtUQcs8Kv-4sWd/view?usp=sharing
LED Flush Mount Light | LED Double Ring Ceiling Light | FXF23003 | BHF-DRINGC-14in3CCT | 14" | 12/16/22W | AC120V | 2.7-5k, Tunable | 80 | 1650lm | 100lm/w 75lm/w | Triac | Brush Nickel/Metal | TRUE | FALSE | TRUE | TRUE | 0 |  | 1.2 | [5 empty] | Surface |  |  |  | ETL | 75 days | https://drive.google.com/file/d/1YAiWD2O-dyXLp8q6CwM4usEu2_MSVSY7/view?usp=drive_link | 5 Yr | 5000 | $15.30 (Ningbo) | 16.83 |  | https://drive.google.com/file/d/1w_zTun0PWcXvB0SWsONtUQcs8Kv-4sWd/view?usp=sharing
LED Flush Mount Light | LED Double Ring Ceiling Light | FXF23004 | BHF-DRINGC-16in3CCT | 16'' | 16/22/30W | AC120V | 2.7-5k, Tunable | 80 | 2250lm | 100lm/w 75lm/w | Triac | Brush Nickel/Metal | FALSE | [11 empty] | Surface |  |  |  | ETL | 75 days | https://drive.google.com/file/d/1YAiWD2O-dyXLp8q6CwM4usEu2_MSVSY7/view?usp=drive_link | 5 Yr | 5000 | $11.85 (Ningbo) | 13.04 |  | https://drive.google.com/file/d/1w_zTun0PWcXvB0SWsONtUQcs8Kv-4sWd/view?usp=sharing
LED Flush Mount Light | LED Double Ring Ceiling Light | FXF23004 | BHF-DRINGC-16in3CCT | 16'' | 16/22/30W | AC120V | 2.7-5k, Tunable | 80 | 2250lm | 100lm/w 75lm/w | Triac | Brush Nickel/Metal | TRUE | FALSE | TRUE | TRUE | 0 |  | 1.2 | [5 empty] | Surface |  |  |  | ETL | 75 days | https://drive.google.com/file/d/1YAiWD2O-dyXLp8q6CwM4usEu2_MSVSY7/view?usp=drive_link | 5 Yr | 5000 | $17.30 (Ningbo) | 19.03 |  | https://drive.google.com/file/d/1w_zTun0PWcXvB0SWsONtUQcs8Kv-4sWd/view?usp=sharing
LED Flush Mount Light | LED Double Ring Ceiling Light | FXF23005 | BHF-DRINGC-18in3CCT | 18'' | 22/30/36W | AC120V | 2.7-5k, Tunable | 80 | 2700lm | 100lm/w 75lm/w | Triac | Brush Nickel/Metal | FALSE | [11 empty] | Surface |  |  |  | ETL | 75 days | https://drive.google.com/file/d/1YAiWD2O-dyXLp8q6CwM4usEu2_MSVSY7/view?usp=drive_link | 5 Yr | 5000 | $15.50 (Ningbo) | 17.05 |  | https://drive.google.com/file/d/1w_zTun0PWcXvB0SWsONtUQcs8Kv-4sWd/view?usp=sharing
LED Flush Mount Light | LED Double Ring Ceiling Light | FXF23005 | BHF-DRINGC-18in3CCT | 18'' | 22/30/36W | AC120V | 2.7-5k, Tunable | 80 | 2700lm | 100lm/w 75lm/w | Triac | Brush Nickel/Metal | TRUE | FALSE | TRUE | TRUE | 0 |  | 1.2 | [5 empty] | Surface |  |  |  | ETL | 75 days | https://drive.google.com/file/d/1YAiWD2O-dyXLp8q6CwM4usEu2_MSVSY7/view?usp=drive_link | 5 Yr | 5000 | $19.70 (Ningbo) | 21.67 |  | https://drive.google.com/file/d/1w_zTun0PWcXvB0SWsONtUQcs8Kv-4sWd/view?usp=sharing
LED Flush Mount Light | LED Double Ring Ceiling Light | DM-10MCT26SR05WH | BHD-DRINGC-10in12W | 10'' | 12W | AC120V | 2.7-5k, Tunable | 80 | 840lm | 70lm/w | Triac | Brush Nickel/Metal | FALSE |  |  |  |  | FALSE |  | FALSE |  | FALSE |  |  | Surface |  |  |  | ETL T24 | 75 days | https://drive.google.com/file/d/1IjSMBWujd7BkgZvzmfSjgLYArSJZYIVy/view?usp=drive_link | 5 Yr | 2000 | $9.90(DDP) |  |  | https://drive.google.com/file/d/1HAQ1Iucv7BC33ha5qeNLEMKZjthzdT4j/view?usp=sharing
LED Flush Mount Light | LED Double Ring Ceiling Light | DM-12MCT26SR05WH | BHD-DRINGC-12in15W | 12'' | 15W | AC120V | 2.7-5k, Tunable | 80 | 1150lm | 70lm/w | Triac | Brush Nickel/Metal | FALSE |  |  |  |  | FALSE |  | FALSE |  | FALSE |  |  | Surface |  |  |  | ETL T24 | 75 days | https://drive.google.com/file/d/1IjSMBWujd7BkgZvzmfSjgLYArSJZYIVy/view?usp=drive_link | 5 Yr | 2000 | $10.90(DDP) |  |  | https://drive.google.com/file/d/1HAQ1Iucv7BC33ha5qeNLEMKZjthzdT4j/view?usp=sharing
LED Flush Mount Light | LED Double Ring Ceiling Light | DM-14MCT26SR05WH | BHD-DRINGC-14in20W | 14'' | 20W | AC120V | 2.7-5k, Tunable | 80 | 1400lm | 70lm/w | Triac | Brush Nickel/Metal | FALSE |  |  |  |  | FALSE |  | FALSE |  | FALSE |  |  | Surface |  |  |  | ETL T24 | 75 days | https://drive.google.com/file/d/1IjSMBWujd7BkgZvzmfSjgLYArSJZYIVy/view?usp=drive_link | 5 Yr | 2000 | $13.00(DDP) |  |  | https://drive.google.com/file/d/1HAQ1Iucv7BC33ha5qeNLEMKZjthzdT4j/view?usp=sharing
LED Flush Mount Light | LED Double Ring Ceiling Light | DM-16MCT26SR05WH | BHD-DRINGC-16in24W | 16'' | 24W | AC120V | 2.7-5k, Tunable | 80 | 1680lm | 70lm/w | Triac | Brush Nickel/Metal | FALSE |  |  |  |  | FALSE |  | FALSE |  | FALSE |  |  | Surface |  |  |  | ETL T24 | 75 days | https://drive.google.com/file/d/1IjSMBWujd7BkgZvzmfSjgLYArSJZYIVy/view?usp=drive_link | 5 Yr | 2000 | $15.00(DDP) |  |  | https://drive.google.com/file/d/1HAQ1Iucv7BC33ha5qeNLEMKZjthzdT4j/view?usp=sharing
LED Flush Mount Light | LED Double Ring Ceiling Light | DM-CL14IN20W5CCT | BHD-DRINGC-14in4CCT | 14'' | 8/12/16/20W | AC120V | 2.7-5k, Tunable | 80 | 560/840/120/1400lm | 70lm/w | Triac | Brush Nickel/Metal | FALSE |  |  |  |  | FALSE |  | FALSE |  | FALSE |  |  | Surface |  |  |  | ETL T24 | 75 days | https://drive.google.com/file/d/1IjSMBWujd7BkgZvzmfSjgLYArSJZYIVy/view?usp=drive_link | 5 Yr | 2000 | $21.00(DDP) |  |  | https://drive.google.com/file/d/1HAQ1Iucv7BC33ha5qeNLEMKZjthzdT4j/view?usp=sharing
LED Flush Mount Light | LED Double Ring Ceiling Light | DM-CL14IN20W5CCT | BHD-DRINGC-14in4CCT | 14'' | 8/12/16/20W | AC120V | 2.7-5k, Tunable | 80 | 560/840/120/1400lm | 70lm/w | Triac | Brush Nickel/Metal | FALSE |  |  |  |  | FALSE |  | TRUE |  | FALSE |  |  | Surface |  |  |  | ETL T24 | 75 days | https://drive.google.com/file/d/1IjSMBWujd7BkgZvzmfSjgLYArSJZYIVy/view?usp=drive_link | 5 Yr | 2000 | $21.00(DDP) |  |  | https://drive.google.com/file/d/1HAQ1Iucv7BC33ha5qeNLEMKZjthzdT4j/view?usp=sharing
LED Flush Mount Light | LED Double Ring Ceiling Light | DM-CL14IN20W5CCT | BHD-DRINGC-14in4CCT | 14'' | 8/12/16/20W | AC120V | 2.7-5k, Tunable | 80 | 560/840/120/1400lm | 70lm/w | Triac | Brush Nickel/Metal | FALSE |  |  |  |  | FALSE |  | FALSE |  | TRUE | 13 |  | Surface |  |  |  | ETL T24 | 75 days | https://drive.google.com/file/d/1IjSMBWujd7BkgZvzmfSjgLYArSJZYIVy/view?usp=drive_link | 5 Yr | 2000 | $21.00(DDP) |  |  | https://drive.google.com/file/d/1HAQ1Iucv7BC33ha5qeNLEMKZjthzdT4j/view?usp=sharing
LED Flush Mount Light | LED Double Ring Ceiling Light | DM-CL14IN20W5CCT | BHD-DRINGC-14in4CCT | 14'' | 8/12/16/20W | AC120V | 2.7-5k, Tunable | 80 | 560/840/120/1400lm | 70lm/w | Triac | Brush Nickel/Metal | FALSE |  |  |  |  | TRUE | 9.8 | FALSE |  | FALSE |  |  | Surface |  |  |  | ETL T24 | 75 days | https://drive.google.com/file/d/1IjSMBWujd7BkgZvzmfSjgLYArSJZYIVy/view?usp=drive_link | 5 Yr | 2000 | $21.00(DDP) |  |  | https://drive.google.com/file/d/1HAQ1Iucv7BC33ha5qeNLEMKZjthzdT4j/view?usp=sharing
LED Flush Mount Light | LED Double Ring Ceiling Light | DM-CL14IN20W5CCT | BHD-DRINGC-14in4CCT | 14'' | 8/12/16/20W | AC120V | 2.7-5k, Tunable | 80 | 560/840/120/1400lm | 70lm/w | Triac | Brush Nickel/Metal | FALSE |  |  |  |  | FALSE |  | TRUE |  | TRUE | 13 |  | Surface |  |  |  | ETL T24 | 75 days | https://drive.google.com/file/d/1IjSMBWujd7BkgZvzmfSjgLYArSJZYIVy/view?usp=drive_link | 5 Yr | 2000 | $21.00(DDP) |  |  | https://drive.google.com/file/d/1HAQ1Iucv7BC33ha5qeNLEMKZjthzdT4j/view?usp=sharing
LED Flush Mount Light | LED Double Ring Ceiling Light | DM-CL14IN20W5CCT | BHD-DRINGC-14in4CCT | 14'' | 8/12/16/20W | AC120V | 2.7-5k, Tunable | 80 | 560/840/120/1400lm | 70lm/w | Triac | Brush Nickel/Metal | FALSE |  |  |  |  | TRUE | 9.8 | TRUE |  | FALSE |  |  | Surface |  |  |  | ETL T24 | 75 days | https://drive.google.com/file/d/1IjSMBWujd7BkgZvzmfSjgLYArSJZYIVy/view?usp=drive_link | 5 Yr | 2000 | $21.00(DDP) |  |  | https://drive.google.com/file/d/1HAQ1Iucv7BC33ha5qeNLEMKZjthzdT4j/view?usp=sharing
LED Flush Mount Light | LED Double Ring Ceiling Light | DM-CL14IN20W5CCT | BHD-DRINGC-14in4CCT | 14'' | 8/12/16/20W | AC120V | 2.7-5k, Tunable | 80 | 560/840/120/1400lm | 70lm/w | Triac | Brush Nickel/Metal | FALSE |  |  |  |  | TRUE | 9.8 | FALSE |  | TRUE | 13 |  | Surface |  |  |  | ETL T24 | 75 days | https://drive.google.com/file/d/1IjSMBWujd7BkgZvzmfSjgLYArSJZYIVy/view?usp=drive_link | 5 Yr | 2000 | $21.00(DDP) |  |  | https://drive.google.com/file/d/1HAQ1Iucv7BC33ha5qeNLEMKZjthzdT4j/view?usp=sharing
LED Flush Mount Light | LED Double Ring Ceiling Light | DM-CL14IN20W5CCT | BHD-DRINGC-14in4CCT | 14'' | 8/12/16/20W | AC120V | 2.7-5k, Tunable | 80 | 560/840/120/1400lm | 70lm/w | Triac | Brush Nickel/Metal | FALSE |  |  |  |  | TRUE | 9.8 | TRUE |  | TRUE | 13 |  | Surface |  |  |  | ETL T24 | 75 days | https://drive.google.com/file/d/1IjSMBWujd7BkgZvzmfSjgLYArSJZYIVy/view?usp=drive_link | 5 Yr | 2000 | $21.00(DDP) |  |  | https://drive.google.com/file/d/1HAQ1Iucv7BC33ha5qeNLEMKZjthzdT4j/view?usp=sharing
LED Flush Mount Light | LED Double Ring Ceiling Light | DM-CL14IN20W5CCT | BHD-DRINGC-14in4CCT | 14'' | 8/12/16/20W | AC120V | 2.7-5k, Tunable | 80 | 560/840/120/1400lm | 70lm/w | Triac | Brush Nickel/Metal | TRUE |  | TRUE | TRUE | 4.3 | FALSE |  | FALSE |  | FALSE |  |  | Surface |  |  |  | ETL T24 | 75 days | https://drive.google.com/file/d/1IjSMBWujd7BkgZvzmfSjgLYArSJZYIVy/view?usp=drive_link | 5 Yr | 2000 | $21.00(DDP) |  |  | https://drive.google.com/file/d/1HAQ1Iucv7BC33ha5qeNLEMKZjthzdT4j/view?usp=sharing
LED Flush Mount Light | LED Double Ring Ceiling Light | DM-CL14IN20W5CCT | BHD-DRINGC-14in4CCT | 14'' | 8/12/16/20W | AC120V | 2.7-5k, Tunable | 80 | 560/840/120/1400lm | 70lm/w | Triac | Brush Nickel/Metal | TRUE |  | TRUE | TRUE | 4.3 | FALSE |  | TRUE |  | FALSE |  |  | Surface |  |  |  | ETL T24 | 75 days | https://drive.google.com/file/d/1IjSMBWujd7BkgZvzmfSjgLYArSJZYIVy/view?usp=drive_link | 5 Yr | 2000 | $21.00(DDP) |  |  | https://drive.google.com/file/d/1HAQ1Iucv7BC33ha5qeNLEMKZjthzdT4j/view?usp=sharing
LED Flush Mount Light | LED Double Ring Ceiling Light | DM-CL14IN20W5CCT | BHD-DRINGC-14in4CCT | 14'' | 8/12/16/20W | AC120V | 2.7-5k, Tunable | 80 | 560/840/120/1400lm | 70lm/w | Triac | Brush Nickel/Metal | TRUE |  | TRUE | TRUE | 4.3 | FALSE |  | FALSE |  | TRUE | 13 |  | Surface |  |  |  | ETL T24 | 75 days | https://drive.google.com/file/d/1IjSMBWujd7BkgZvzmfSjgLYArSJZYIVy/view?usp=drive_link | 5 Yr | 2000 | $21.00(DDP) |  |  | https://drive.google.com/file/d/1HAQ1Iucv7BC33ha5qeNLEMKZjthzdT4j/view?usp=sharing
LED Flush Mount Light | LED Double Ring Ceiling Light | DM-CL14IN20W5CCT | BHD-DRINGC-14in4CCT | 14'' | 8/12/16/20W | AC120V | 2.7-5k, Tunable | 80 | 560/840/120/1400lm | 70lm/w | Triac | Brush Nickel/Metal | TRUE |  | TRUE | TRUE | 4.3 | TRUE | 9.8 | FALSE |  | FALSE |  |  | Surface |  |  |  | ETL T24 | 75 days | https://drive.google.com/file/d/1IjSMBWujd7BkgZvzmfSjgLYArSJZYIVy/view?usp=drive_link | 5 Yr | 2000 | $21.00(DDP) |  |  | https://drive.google.com/file/d/1HAQ1Iucv7BC33ha5qeNLEMKZjthzdT4j/view?usp=sharing
LED Flush Mount Light | LED Double Ring Ceiling Light | DM-CL14IN20W5CCT | BHD-DRINGC-14in4CCT | 14'' | 8/12/16/20W | AC120V | 2.7-5k, Tunable | 80 | 560/840/120/1400lm | 70lm/w | Triac | Brush Nickel/Metal | TRUE |  | TRUE | TRUE | 4.3 | FALSE |  | TRUE |  | TRUE | 13 |  | Surface |  |  |  | ETL T24 | 75 days | https://drive.google.com/file/d/1IjSMBWujd7BkgZvzmfSjgLYArSJZYIVy/view?usp=drive_link | 5 Yr | 2000 | $21.00(DDP) |  |  | https://drive.google.com/file/d/1HAQ1Iucv7BC33ha5qeNLEMKZjthzdT4j/view?usp=sharing
LED Flush Mount Light | LED Double Ring Ceiling Light | DM-CL14IN20W5CCT | BHD-DRINGC-14in4CCT | 14'' | 8/12/16/20W | AC120V | 2.7-5k, Tunable | 80 | 560/840/120/1400lm | 70lm/w | Triac | Brush Nickel/Metal | TRUE |  | TRUE | TRUE | 4.3 | TRUE | 9.8 | TRUE |  | FALSE |  |  | Surface |  |  |  | ETL T24 | 75 days | https://drive.google.com/file/d/1IjSMBWujd7BkgZvzmfSjgLYArSJZYIVy/view?usp=drive_link | 5 Yr | 2000 | $21.00(DDP) |  |  | https://drive.google.com/file/d/1HAQ1Iucv7BC33ha5qeNLEMKZjthzdT4j/view?usp=sharing
LED Flush Mount Light | LED Double Ring Ceiling Light | DM-CL14IN20W5CCT | BHD-DRINGC-14in4CCT | 14'' | 8/12/16/20W | AC120V | 2.7-5k, Tunable | 80 | 560/840/120/1400lm | 70lm/w | Triac | Brush Nickel/Metal | TRUE |  | TRUE | TRUE | 4.3 | TRUE | 9.8 | FALSE |  | TRUE | 13 |  | Surface |  |  |  | ETL T24 | 75 days | https://drive.google.com/file/d/1IjSMBWujd7BkgZvzmfSjgLYArSJZYIVy/view?usp=drive_link | 5 Yr | 2000 | $21.00(DDP) |  |  | https://drive.google.com/file/d/1HAQ1Iucv7BC33ha5qeNLEMKZjthzdT4j/view?usp=sharing
LED Flush Mount Light | LED Double Ring Ceiling Light | DM-CL14IN20W5CCT | BHD-DRINGC-14in4CCT | 14'' | 8/12/16/20W | AC120V | 2.7-5k, Tunable | 80 | 560/840/120/1400lm | 70lm/w | Triac | Brush Nickel/Metal | TRUE |  | TRUE | TRUE | 4.3 | TRUE | 9.8 | TRUE |  | TRUE | 13 |  | Surface |  |  |  | ETL T24 | 75 days | https://drive.google.com/file/d/1IjSMBWujd7BkgZvzmfSjgLYArSJZYIVy/view?usp=drive_link | 5 Yr | 2000 | $21.00(DDP) |  |  | https://drive.google.com/file/d/1HAQ1Iucv7BC33ha5qeNLEMKZjthzdT4j/view?usp=sharing
LED Flush Mount Light | LED Double Ring Ceiling Light | DM-CL18IN35W5CCT | BHD-DRINGC-18in4CCT | 18" | 20/25/30/35W | AC120V | 2.7-5k, Tunable | 80 | 1500lm | 70lm/w | Triac | Brush Nickel/Metal | FALSE |  |  |  |  | FALSE |  | FALSE |  | FALSE |  |  | Surface |  |  |  | ETL T24 | 75 days | https://drive.google.com/file/d/1IjSMBWujd7BkgZvzmfSjgLYArSJZYIVy/view?usp=drive_link | 5 Yr | 2000 | $29.00(DDP) |  |  | https://drive.google.com/file/d/1HAQ1Iucv7BC33ha5qeNLEMKZjthzdT4j/view?usp=sharing
LED Flush Mount Light | LED Double Ring Ceiling Light | DM-CL18IN35W5CCT | BHD-DRINGC-18in4CCT | 18" | 20/25/30/35W | AC120V | 2.7-5k, Tunable | 80 | 1500lm | 70lm/w | Triac | Brush Nickel/Metal | FALSE |  |  |  |  | FALSE |  | TRUE |  | FALSE |  |  | Surface |  |  |  | ETL T24 | 75 days | https://drive.google.com/file/d/1IjSMBWujd7BkgZvzmfSjgLYArSJZYIVy/view?usp=drive_link | 5 Yr | 2000 | $29.00(DDP) |  |  | https://drive.google.com/file/d/1HAQ1Iucv7BC33ha5qeNLEMKZjthzdT4j/view?usp=sharing
LED Flush Mount Light | LED Double Ring Ceiling Light | DM-CL18IN35W5CCT | BHD-DRINGC-18in4CCT | 18" | 20/25/30/35W | AC120V | 2.7-5k, Tunable | 80 | 1500lm | 70lm/w | Triac | Brush Nickel/Metal | FALSE |  |  |  |  | FALSE |  | FALSE |  | TRUE | 13 |  | Surface |  |  |  | ETL T24 | 75 days | https://drive.google.com/file/d/1IjSMBWujd7BkgZvzmfSjgLYArSJZYIVy/view?usp=drive_link | 5 Yr | 2000 | $29.00(DDP) |  |  | https://drive.google.com/file/d/1HAQ1Iucv7BC33ha5qeNLEMKZjthzdT4j/view?usp=sharing
LED Flush Mount Light | LED Double Ring Ceiling Light | DM-CL18IN35W5CCT | BHD-DRINGC-18in4CCT | 18" | 20/25/30/35W | AC120V | 2.7-5k, Tunable | 80 | 1500lm | 70lm/w | Triac | Brush Nickel/Metal | FALSE |  |  |  |  | TRUE | 9.8 | FALSE |  | FALSE |  |  | Surface |  |  |  | ETL T24 | 75 days | https://drive.google.com/file/d/1IjSMBWujd7BkgZvzmfSjgLYArSJZYIVy/view?usp=drive_link | 5 Yr | 2000 | $29.00(DDP) |  |  | https://drive.google.com/file/d/1HAQ1Iucv7BC33ha5qeNLEMKZjthzdT4j/view?usp=sharing
LED Flush Mount Light | LED Double Ring Ceiling Light | DM-CL18IN35W5CCT | BHD-DRINGC-18in4CCT | 18" | 20/25/30/35W | AC120V | 2.7-5k, Tunable | 80 | 1500lm | 70lm/w | Triac | Brush Nickel/Metal | FALSE |  |  |  |  | FALSE |  | TRUE |  | TRUE | 13 |  | Surface |  |  |  | ETL T24 | 75 days | https://drive.google.com/file/d/1IjSMBWujd7BkgZvzmfSjgLYArSJZYIVy/view?usp=drive_link | 5 Yr | 2000 | $29.00(DDP) |  |  | https://drive.google.com/file/d/1HAQ1Iucv7BC33ha5qeNLEMKZjthzdT4j/view?usp=sharing
LED Flush Mount Light | LED Double Ring Ceiling Light | DM-CL18IN35W5CCT | BHD-DRINGC-18in4CCT | 18" | 20/25/30/35W | AC120V | 2.7-5k, Tunable | 80 | 1500lm | 70lm/w | Triac | Brush Nickel/Metal | FALSE |  |  |  |  | TRUE | 9.8 | TRUE |  | FALSE |  |  | Surface |  |  |  | ETL T24 | 75 days | https://drive.google.com/file/d/1IjSMBWujd7BkgZvzmfSjgLYArSJZYIVy/view?usp=drive_link | 5 Yr | 2000 | $29.00(DDP) |  |  | https://drive.google.com/file/d/1HAQ1Iucv7BC33ha5qeNLEMKZjthzdT4j/view?usp=sharing
LED Flush Mount Light | LED Double Ring Ceiling Light | DM-CL18IN35W5CCT | BHD-DRINGC-18in4CCT | 18" | 20/25/30/35W | AC120V | 2.7-5k, Tunable | 80 | 1500lm | 70lm/w | Triac | Brush Nickel/Metal | FALSE |  |  |  |  | TRUE | 9.8 | FALSE |  | TRUE | 13 |  | Surface |  |  |  | ETL T24 | 75 days | https://drive.google.com/file/d/1IjSMBWujd7BkgZvzmfSjgLYArSJZYIVy/view?usp=drive_link | 5 Yr | 2000 | $29.00(DDP) |  |  | https://drive.google.com/file/d/1HAQ1Iucv7BC33ha5qeNLEMKZjthzdT4j/view?usp=sharing
LED Flush Mount Light | LED Double Ring Ceiling Light | DM-CL18IN35W5CCT | BHD-DRINGC-18in4CCT | 18" | 20/25/30/35W | AC120V | 2.7-5k, Tunable | 80 | 1500lm | 70lm/w | Triac | Brush Nickel/Metal | FALSE |  |  |  |  | TRUE | 9.8 | TRUE |  | TRUE | 13 |  | Surface |  |  |  | ETL T24 | 75 days | https://drive.google.com/file/d/1IjSMBWujd7BkgZvzmfSjgLYArSJZYIVy/view?usp=drive_link | 5 Yr | 2000 | $29.00(DDP) |  |  | https://drive.google.com/file/d/1HAQ1Iucv7BC33ha5qeNLEMKZjthzdT4j/view?usp=sharing
LED Flush Mount Light | LED Double Ring Ceiling Light | DM-CL18IN35W5CCT | BHD-DRINGC-18in4CCT | 18" | 20/25/30/35W | AC120V | 2.7-5k, Tunable | 80 | 1500lm | 70lm/w | Triac | Brush Nickel/Metal | TRUE |  | TRUE | TRUE | 4.3 | FALSE |  | FALSE |  | FALSE |  |  | Surface |  |  |  | ETL T24 | 75 days | https://drive.google.com/file/d/1IjSMBWujd7BkgZvzmfSjgLYArSJZYIVy/view?usp=drive_link | 5 Yr | 2000 | $29.00(DDP) |  |  | https://drive.google.com/file/d/1HAQ1Iucv7BC33ha5qeNLEMKZjthzdT4j/view?usp=sharing
LED Flush Mount Light | LED Double Ring Ceiling Light | DM-CL18IN35W5CCT | BHD-DRINGC-18in4CCT | 18" | 20/25/30/35W | AC120V | 2.7-5k, Tunable | 80 | 1500lm | 70lm/w | Triac | Brush Nickel/Metal | TRUE |  | TRUE | TRUE | 4.3 | FALSE |  | TRUE |  | FALSE |  |  | Surface |  |  |  | ETL T24 | 75 days | https://drive.google.com/file/d/1IjSMBWujd7BkgZvzmfSjgLYArSJZYIVy/view?usp=drive_link | 5 Yr | 2000 | $29.00(DDP) |  |  | https://drive.google.com/file/d/1HAQ1Iucv7BC33ha5qeNLEMKZjthzdT4j/view?usp=sharing
LED Flush Mount Light | LED Double Ring Ceiling Light | DM-CL18IN35W5CCT | BHD-DRINGC-18in4CCT | 18" | 20/25/30/35W | AC120V | 2.7-5k, Tunable | 80 | 1500lm | 70lm/w | Triac | Brush Nickel/Metal | TRUE |  | TRUE | TRUE | 4.3 | FALSE |  | FALSE |  | TRUE | 13 |  | Surface |  |  |  | ETL T24 | 75 days | https://drive.google.com/file/d/1IjSMBWujd7BkgZvzmfSjgLYArSJZYIVy/view?usp=drive_link | 5 Yr | 2000 | $29.00(DDP) |  |  | https://drive.google.com/file/d/1HAQ1Iucv7BC33ha5qeNLEMKZjthzdT4j/view?usp=sharing
LED Flush Mount Light | LED Double Ring Ceiling Light | DM-CL18IN35W5CCT | BHD-DRINGC-18in4CCT | 18" | 20/25/30/35W | AC120V | 2.7-5k, Tunable | 80 | 1500lm | 70lm/w | Triac | Brush Nickel/Metal | TRUE |  | TRUE | TRUE | 4.3 | TRUE | 9.8 | FALSE |  | FALSE |  |  | Surface |  |  |  | ETL T24 | 75 days | https://drive.google.com/file/d/1IjSMBWujd7BkgZvzmfSjgLYArSJZYIVy/view?usp=drive_link | 5 Yr | 2000 | $29.00(DDP) |  |  | https://drive.google.com/file/d/1HAQ1Iucv7BC33ha5qeNLEMKZjthzdT4j/view?usp=sharing
LED Flush Mount Light | LED Double Ring Ceiling Light | DM-CL18IN35W5CCT | BHD-DRINGC-18in4CCT | 18" | 20/25/30/35W | AC120V | 2.7-5k, Tunable | 80 | 1500lm | 70lm/w | Triac | Brush Nickel/Metal | TRUE |  | TRUE | TRUE | 4.3 | FALSE |  | TRUE |  | TRUE | 13 |  | Surface |  |  |  | ETL T24 | 75 days | https://drive.google.com/file/d/1IjSMBWujd7BkgZvzmfSjgLYArSJZYIVy/view?usp=drive_link | 5 Yr | 2000 | $29.00(DDP) |  |  | https://drive.google.com/file/d/1HAQ1Iucv7BC33ha5qeNLEMKZjthzdT4j/view?usp=sharing
LED Flush Mount Light | LED Double Ring Ceiling Light | DM-CL18IN35W5CCT | BHD-DRINGC-18in4CCT | 18" | 20/25/30/35W | AC120V | 2.7-5k, Tunable | 80 | 1500lm | 70lm/w | Triac | Brush Nickel/Metal | TRUE |  | TRUE | TRUE | 4.3 | TRUE | 9.8 | TRUE |  | FALSE |  |  | Surface |  |  |  | ETL T24 | 75 days | https://drive.google.com/file/d/1IjSMBWujd7BkgZvzmfSjgLYArSJZYIVy/view?usp=drive_link | 5 Yr | 2000 | $29.00(DDP) |  |  | https://drive.google.com/file/d/1HAQ1Iucv7BC33ha5qeNLEMKZjthzdT4j/view?usp=sharing
LED Flush Mount Light | LED Double Ring Ceiling Light | DM-CL18IN35W5CCT | BHD-DRINGC-18in4CCT | 18" | 20/25/30/35W | AC120V | 2.7-5k, Tunable | 80 | 1500lm | 70lm/w | Triac | Brush Nickel/Metal | TRUE |  | TRUE | TRUE | 4.3 | TRUE | 9.8 | FALSE |  | TRUE | 13 |  | Surface |  |  |  | ETL T24 | 75 days | https://drive.google.com/file/d/1IjSMBWujd7BkgZvzmfSjgLYArSJZYIVy/view?usp=drive_link | 5 Yr | 2000 | $29.00(DDP) |  |  | https://drive.google.com/file/d/1HAQ1Iucv7BC33ha5qeNLEMKZjthzdT4j/view?usp=sharing
LED Flush Mount Light | LED Double Ring Ceiling Light | DM-CL18IN35W5CCT | BHD-DRINGC-18in4CCT | 18" | 20/25/30/35W | AC120V | 2.7-5k, Tunable | 80 | 1500lm | 70lm/w | Triac | Brush Nickel/Metal | TRUE |  | TRUE | TRUE | 4.3 | TRUE | 9.8 | TRUE |  | TRUE | 13 |  | Surface |  |  |  | ETL T24 | 75 days | https://drive.google.com/file/d/1IjSMBWujd7BkgZvzmfSjgLYArSJZYIVy/view?usp=drive_link | 5 Yr | 2000 | $29.00(DDP) |  |  | https://drive.google.com/file/d/1HAQ1Iucv7BC33ha5qeNLEMKZjthzdT4j/view?usp=sharing
LED Flush Mount Light | LED Double Ring Ceiling Light | DM-DLMS20WT-2733545K | BHD-DRINGC-14inDLCP-4CCT | 14'' | 20/25/30/35W | AC120V | 2.7-5k, Tunable | 80 | 2800lm | 140lm/w | Triac | Brush Nickel/Metal | FALSE |  |  |  |  | FALSE |  | FALSE |  | FALSE |  |  | Surface |  |  |  | ETL DLC Premium T24 | 75 days | https://drive.google.com/file/d/1-hSsZaxS7_qsovIE3FLgM2N21_gZkL6P/view?usp=drive_link | 5 Yr | 2000 | $36.00(DDP) |  |  | https://drive.google.com/file/d/1HAQ1Iucv7BC33ha5qeNLEMKZjthzdT4j/view?usp=sharing
LED Flush Mount Light | LED Double Ring Ceiling Light | DM-DLMS20WT-2733545K | BHD-DRINGC-14inDLCP-4CCT | 14'' | 20/25/30/35W | AC120V | 2.7-5k, Tunable | 80 | 2800lm | 140lm/w | Triac | Brush Nickel/Metal | FALSE |  |  |  |  | FALSE |  | TRUE |  | FALSE |  |  | Surface |  |  |  | ETL DLC Premium T24 | 75 days | https://drive.google.com/file/d/1-hSsZaxS7_qsovIE3FLgM2N21_gZkL6P/view?usp=drive_link | 5 Yr | 2000 | $36.00(DDP) |  |  | https://drive.google.com/file/d/1HAQ1Iucv7BC33ha5qeNLEMKZjthzdT4j/view?usp=sharing
LED Flush Mount Light | LED Double Ring Ceiling Light | DM-DLMS20WT-2733545K | BHD-DRINGC-14inDLCP-4CCT | 14'' | 20/25/30/35W | AC120V | 2.7-5k, Tunable | 80 | 2800lm | 140lm/w | Triac | Brush Nickel/Metal | FALSE |  |  |  |  | FALSE |  | FALSE |  | TRUE | 13 |  | Surface |  |  |  | ETL DLC Premium T24 | 75 days | https://drive.google.com/file/d/1-hSsZaxS7_qsovIE3FLgM2N21_gZkL6P/view?usp=drive_link | 5 Yr | 2000 | $36.00(DDP) |  |  | https://drive.google.com/file/d/1HAQ1Iucv7BC33ha5qeNLEMKZjthzdT4j/view?usp=sharing
LED Flush Mount Light | LED Double Ring Ceiling Light | DM-DLMS20WT-2733545K | BHD-DRINGC-14inDLCP-4CCT | 14'' | 20/25/30/35W | AC120V | 2.7-5k, Tunable | 80 | 2800lm | 140lm/w | Triac | Brush Nickel/Metal | FALSE |  |  |  |  | TRUE | 9.8 | FALSE |  | FALSE |  |  | Surface |  |  |  | ETL DLC Premium T24 | 75 days | https://drive.google.com/file/d/1-hSsZaxS7_qsovIE3FLgM2N21_gZkL6P/view?usp=drive_link | 5 Yr | 2000 | $36.00(DDP) |  |  | https://drive.google.com/file/d/1HAQ1Iucv7BC33ha5qeNLEMKZjthzdT4j/view?usp=sharing
LED Flush Mount Light | LED Double Ring Ceiling Light | DM-DLMS20WT-2733545K | BHD-DRINGC-14inDLCP-4CCT | 14'' | 20/25/30/35W | AC120V | 2.7-5k, Tunable | 80 | 2800lm | 140lm/w | Triac | Brush Nickel/Metal | FALSE |  |  |  |  | FALSE |  | TRUE |  | TRUE | 13 |  | Surface |  |  |  | ETL DLC Premium T24 | 75 days | https://drive.google.com/file/d/1-hSsZaxS7_qsovIE3FLgM2N21_gZkL6P/view?usp=drive_link | 5 Yr | 2000 | $36.00(DDP) |  |  | https://drive.google.com/file/d/1HAQ1Iucv7BC33ha5qeNLEMKZjthzdT4j/view?usp=sharing
LED Flush Mount Light | LED Double Ring Ceiling Light | DM-DLMS20WT-2733545K | BHD-DRINGC-14inDLCP-4CCT | 14'' | 20/25/30/35W | AC120V | 2.7-5k, Tunable | 80 | 2800lm | 140lm/w | Triac | Brush Nickel/Metal | FALSE |  |  |  |  | TRUE | 9.8 | TRUE |  | FALSE |  |  | Surface |  |  |  | ETL DLC Premium T24 | 75 days | https://drive.google.com/file/d/1-hSsZaxS7_qsovIE3FLgM2N21_gZkL6P/view?usp=drive_link | 5 Yr | 2000 | $36.00(DDP) |  |  | https://drive.google.com/file/d/1HAQ1Iucv7BC33ha5qeNLEMKZjthzdT4j/view?usp=sharing
LED Flush Mount Light | LED Double Ring Ceiling Light | DM-DLMS20WT-2733545K | BHD-DRINGC-14inDLCP-4CCT | 14'' | 20/25/30/35W | AC120V | 2.7-5k, Tunable | 80 | 2800lm | 140lm/w | Triac | Brush Nickel/Metal | FALSE |  |  |  |  | TRUE | 9.8 | FALSE |  | TRUE | 13 |  | Surface |  |  |  | ETL DLC Premium T24 | 75 days | https://drive.google.com/file/d/1-hSsZaxS7_qsovIE3FLgM2N21_gZkL6P/view?usp=drive_link | 5 Yr | 2000 | $36.00(DDP) |  |  | https://drive.google.com/file/d/1HAQ1Iucv7BC33ha5qeNLEMKZjthzdT4j/view?usp=sharing
LED Flush Mount Light | LED Double Ring Ceiling Light | DM-DLMS20WT-2733545K | BHD-DRINGC-14inDLCP-4CCT | 14'' | 20/25/30/35W | AC120V | 2.7-5k, Tunable | 80 | 2800lm | 140lm/w | Triac | Brush Nickel/Metal | FALSE |  |  |  |  | TRUE | 9.8 | TRUE |  | TRUE | 13 |  | Surface |  |  |  | ETL DLC Premium T24 | 75 days | https://drive.google.com/file/d/1-hSsZaxS7_qsovIE3FLgM2N21_gZkL6P/view?usp=drive_link | 5 Yr | 2000 | $36.00(DDP) |  |  | https://drive.google.com/file/d/1HAQ1Iucv7BC33ha5qeNLEMKZjthzdT4j/view?usp=sharing
LED Flush Mount Light | LED Double Ring Ceiling Light | DM-DLMS20WT-2733545K | BHD-DRINGC-14inDLCP-4CCT | 14'' | 20/25/30/35W | AC120V | 2.7-5k, Tunable | 80 | 2800lm | 140lm/w | Triac | Brush Nickel/Metal | TRUE |  | TRUE | TRUE | 0 | FALSE |  | FALSE |  | FALSE |  |  | Surface |  |  |  | ETL DLC Premium T24 | 75 days | https://drive.google.com/file/d/1-hSsZaxS7_qsovIE3FLgM2N21_gZkL6P/view?usp=drive_link | 5 Yr | 2000 | $36.00(DDP) |  |  | https://drive.google.com/file/d/1HAQ1Iucv7BC33ha5qeNLEMKZjthzdT4j/view?usp=sharing
LED Flush Mount Light | LED Double Ring Ceiling Light | DM-DLMS20WT-2733545K | BHD-DRINGC-14inDLCP-4CCT | 14'' | 20/25/30/35W | AC120V | 2.7-5k, Tunable | 80 | 2800lm | 140lm/w | Triac | Brush Nickel/Metal | TRUE |  | TRUE | TRUE | 0 | FALSE |  | TRUE |  | FALSE |  |  | Surface |  |  |  | ETL DLC Premium T24 | 75 days | https://drive.google.com/file/d/1-hSsZaxS7_qsovIE3FLgM2N21_gZkL6P/view?usp=drive_link | 5 Yr | 2000 | $36.00(DDP) |  |  | https://drive.google.com/file/d/1HAQ1Iucv7BC33ha5qeNLEMKZjthzdT4j/view?usp=sharing
LED Flush Mount Light | LED Double Ring Ceiling Light | DM-DLMS20WT-2733545K | BHD-DRINGC-14inDLCP-4CCT | 14'' | 20/25/30/35W | AC120V | 2.7-5k, Tunable | 80 | 2800lm | 140lm/w | Triac | Brush Nickel/Metal | TRUE |  | TRUE | TRUE | 0 | FALSE |  | FALSE |  | TRUE | 13 |  | Surface |  |  |  | ETL DLC Premium T24 | 75 days | https://drive.google.com/file/d/1-hSsZaxS7_qsovIE3FLgM2N21_gZkL6P/view?usp=drive_link | 5 Yr | 2000 | $36.00(DDP) |  |  | https://drive.google.com/file/d/1HAQ1Iucv7BC33ha5qeNLEMKZjthzdT4j/view?usp=sharing
LED Flush Mount Light | LED Double Ring Ceiling Light | DM-DLMS20WT-2733545K | BHD-DRINGC-14inDLCP-4CCT | 14'' | 20/25/30/35W | AC120V | 2.7-5k, Tunable | 80 | 2800lm | 140lm/w | Triac | Brush Nickel/Metal | TRUE |  | TRUE | TRUE | 0 | TRUE | 9.8 | FALSE |  | FALSE |  |  | Surface |  |  |  | ETL DLC Premium T24 | 75 days | https://drive.google.com/file/d/1-hSsZaxS7_qsovIE3FLgM2N21_gZkL6P/view?usp=drive_link | 5 Yr | 2000 | $36.00(DDP) |  |  | https://drive.google.com/file/d/1HAQ1Iucv7BC33ha5qeNLEMKZjthzdT4j/view?usp=sharing
LED Flush Mount Light | LED Double Ring Ceiling Light | DM-DLMS20WT-2733545K | BHD-DRINGC-14inDLCP-4CCT | 14'' | 20/25/30/35W | AC120V | 2.7-5k, Tunable | 80 | 2800lm | 140lm/w | Triac | Brush Nickel/Metal | TRUE |  | TRUE | TRUE | 0 | FALSE |  | TRUE |  | TRUE | 13 |  | Surface |  |  |  | ETL DLC Premium T24 | 75 days | https://drive.google.com/file/d/1-hSsZaxS7_qsovIE3FLgM2N21_gZkL6P/view?usp=drive_link | 5 Yr | 2000 | $36.00(DDP) |  |  | https://drive.google.com/file/d/1HAQ1Iucv7BC33ha5qeNLEMKZjthzdT4j/view?usp=sharing
LED Flush Mount Light | LED Double Ring Ceiling Light | DM-DLMS20WT-2733545K | BHD-DRINGC-14inDLCP-4CCT | 14'' | 20/25/30/35W | AC120V | 2.7-5k, Tunable | 80 | 2800lm | 140lm/w | Triac | Brush Nickel/Metal | TRUE |  | TRUE | TRUE | 0 | TRUE | 9.8 | TRUE |  | FALSE |  |  | Surface |  |  |  | ETL DLC Premium T24 | 75 days | https://drive.google.com/file/d/1-hSsZaxS7_qsovIE3FLgM2N21_gZkL6P/view?usp=drive_link | 5 Yr | 2000 | $36.00(DDP) |  |  | https://drive.google.com/file/d/1HAQ1Iucv7BC33ha5qeNLEMKZjthzdT4j/view?usp=sharing
LED Flush Mount Light | LED Double Ring Ceiling Light | DM-DLMS20WT-2733545K | BHD-DRINGC-14inDLCP-4CCT | 14'' | 20/25/30/35W | AC120V | 2.7-5k, Tunable | 80 | 2800lm | 140lm/w | Triac | Brush Nickel/Metal | TRUE |  | TRUE | TRUE | 0 | TRUE | 9.8 | FALSE |  | TRUE | 13 |  | Surface |  |  |  | ETL DLC Premium T24 | 75 days | https://drive.google.com/file/d/1-hSsZaxS7_qsovIE3FLgM2N21_gZkL6P/view?usp=drive_link | 5 Yr | 2000 | $36.00(DDP) |  |  | https://drive.google.com/file/d/1HAQ1Iucv7BC33ha5qeNLEMKZjthzdT4j/view?usp=sharing
LED Flush Mount Light | LED Double Ring Ceiling Light | DM-DLMS20WT-2733545K | BHD-DRINGC-14inDLCP-4CCT | 14'' | 20/25/30/35W | AC120V | 2.7-5k, Tunable | 80 | 2800lm | 140lm/w | Triac | Brush Nickel/Metal | TRUE |  | TRUE | TRUE | 0 | TRUE | 9.8 | TRUE |  | TRUE | 13 |  | Surface |  |  |  | ETL DLC Premium T24 | 75 days | https://drive.google.com/file/d/1-hSsZaxS7_qsovIE3FLgM2N21_gZkL6P/view?usp=drive_link | 5 Yr | 2000 | $36.00(DDP) |  |  | https://drive.google.com/file/d/1HAQ1Iucv7BC33ha5qeNLEMKZjthzdT4j/view?usp=sharing
LED Flush Mount Light | LED Double Ring Ceiling Light | ARVL-HY-DR12-16WCCT | BHA-DRINGC-12in16W | 12" | 16W | AC120V | 2.7-6.5k, Tunable | 80 | 1280lm | 80lm/w | Triac | Stainless Steel/Metal | FALSE |  |  |  |  | FALSE |  | FALSE |  | FALSE |  |  | Surface |  |  |  | ETL T24 | 85 days | https://drive.google.com/file/d/1yxy0epeKUREcIq-_pfBufKJYjH2DDVfh/view?usp=drive_link | 5 Yr | 1000 | $6.70 (Ningbo) |  |  | https://drive.google.com/file/d/1R9xLBl5K1zddCLbexUsM2TqapYdFLjca/view?usp=sharing
LED Flush Mount Light | LED Double Ring Ceiling Light | ARVL-HY-DR12-16WCCT | BHA-DRINGC-12in16W | 12" | 16W | AC120V | 2.7-6.5k, Tunable | 80 | 1280lm | 80lm/w | Triac | Stainless Steel/Metal | FALSE |  |  |  |  | FALSE |  | TRUE |  | FALSE |  |  | Surface |  |  |  | ETL T24 | 85 days | https://drive.google.com/file/d/1yxy0epeKUREcIq-_pfBufKJYjH2DDVfh/view?usp=drive_link | 5 Yr | 1000 | $6.70 (Ningbo) |  |  | https://drive.google.com/file/d/1R9xLBl5K1zddCLbexUsM2TqapYdFLjca/view?usp=sharing
LED Flush Mount Light | LED Double Ring Ceiling Light | ARVL-HY-DR12-16WCCT | BHA-DRINGC-12in16W | 12" | 16W | AC120V | 2.7-6.5k, Tunable | 80 | 1280lm | 80lm/w | Triac | Stainless Steel/Metal | FALSE |  |  |  |  | FALSE |  | FALSE |  | TRUE |  |  | Surface |  |  |  | ETL T24 | 85 days | https://drive.google.com/file/d/1yxy0epeKUREcIq-_pfBufKJYjH2DDVfh/view?usp=drive_link | 5 Yr | 1000 | $6.70 (Ningbo) |  |  | https://drive.google.com/file/d/1R9xLBl5K1zddCLbexUsM2TqapYdFLjca/view?usp=sharing
LED Flush Mount Light | LED Double Ring Ceiling Light | ARVL-HY-DR12-16WCCT | BHA-DRINGC-12in16W | 12" | 16W | AC120V | 2.7-6.5k, Tunable | 80 | 1280lm | 80lm/w | Triac | Stainless Steel/Metal | FALSE |  |  |  |  | TRUE | 7.9 | FALSE |  | FALSE |  |  | Surface |  |  |  | ETL T24 | 85 days | https://drive.google.com/file/d/1yxy0epeKUREcIq-_pfBufKJYjH2DDVfh/view?usp=drive_link | 5 Yr | 1000 | $6.70 (Ningbo) |  |  | https://drive.google.com/file/d/1R9xLBl5K1zddCLbexUsM2TqapYdFLjca/view?usp=sharing
LED Flush Mount Light | LED Double Ring Ceiling Light | ARVL-HY-DR12-16WCCT | BHA-DRINGC-12in16W | 12" | 16W | AC120V | 2.7-6.5k, Tunable | 80 | 1280lm | 80lm/w | Triac | Stainless Steel/Metal | FALSE |  |  |  |  | FALSE |  | TRUE |  | TRUE |  |  | Surface |  |  |  | ETL T24 | 85 days | https://drive.google.com/file/d/1yxy0epeKUREcIq-_pfBufKJYjH2DDVfh/view?usp=drive_link | 5 Yr | 1000 | $6.70 (Ningbo) |  |  | https://drive.google.com/file/d/1R9xLBl5K1zddCLbexUsM2TqapYdFLjca/view?usp=sharing
LED Flush Mount Light | LED Double Ring Ceiling Light | ARVL-HY-DR12-16WCCT | BHA-DRINGC-12in16W | 12" | 16W | AC120V | 2.7-6.5k, Tunable | 80 | 1280lm | 80lm/w | Triac | Stainless Steel/Metal | FALSE |  |  |  |  | TRUE | 7.9 | TRUE |  | FALSE |  |  | Surface |  |  |  | ETL T24 | 85 days | https://drive.google.com/file/d/1yxy0epeKUREcIq-_pfBufKJYjH2DDVfh/view?usp=drive_link | 5 Yr | 1000 | $6.70 (Ningbo) |  |  | https://drive.google.com/file/d/1R9xLBl5K1zddCLbexUsM2TqapYdFLjca/view?usp=sharing
LED Flush Mount Light | LED Double Ring Ceiling Light | ARVL-HY-DR12-16WCCT | BHA-DRINGC-12in16W | 12" | 16W | AC120V | 2.7-6.5k, Tunable | 80 | 1280lm | 80lm/w | Triac | Stainless Steel/Metal | FALSE |  |  |  |  | TRUE | 7.9 | FALSE |  | TRUE |  |  | Surface |  |  |  | ETL T24 | 85 days | https://drive.google.com/file/d/1yxy0epeKUREcIq-_pfBufKJYjH2DDVfh/view?usp=drive_link | 5 Yr | 1000 | $6.70 (Ningbo) |  |  | https://drive.google.com/file/d/1R9xLBl5K1zddCLbexUsM2TqapYdFLjca/view?usp=sharing
LED Flush Mount Light | LED Double Ring Ceiling Light | ARVL-HY-DR12-16WCCT | BHA-DRINGC-12in16W | 12" | 16W | AC120V | 2.7-6.5k, Tunable | 80 | 1280lm | 80lm/w | Triac | Stainless Steel/Metal | FALSE |  |  |  |  | TRUE | 7.9 | TRUE |  | TRUE |  |  | Surface |  |  |  | ETL T24 | 85 days | https://drive.google.com/file/d/1yxy0epeKUREcIq-_pfBufKJYjH2DDVfh/view?usp=drive_link | 5 Yr | 1000 | $6.70 (Ningbo) |  |  | https://drive.google.com/file/d/1R9xLBl5K1zddCLbexUsM2TqapYdFLjca/view?usp=sharing
LED Flush Mount Light | LED Double Ring Ceiling Light | ARVL-HY-DR12-16WCCT | BHA-DRINGC-12in16W | 12" | 16W | AC120V | 2.7-6.5k, Tunable | 80 | 1280lm | 80lm/w | Triac | Stainless Steel/Metal | TRUE |  | TRUE | TRUE | 4.5 | FALSE |  | FALSE |  | FALSE |  |  | Surface |  |  |  | ETL T24 | 85 days | https://drive.google.com/file/d/1yxy0epeKUREcIq-_pfBufKJYjH2DDVfh/view?usp=drive_link | 5 Yr | 1000 | $6.70 (Ningbo) |  |  | https://drive.google.com/file/d/1R9xLBl5K1zddCLbexUsM2TqapYdFLjca/view?usp=sharing
LED Flush Mount Light | LED Double Ring Ceiling Light | ARVL-HY-DR12-16WCCT | BHA-DRINGC-12in16W | 12" | 16W | AC120V | 2.7-6.5k, Tunable | 80 | 1280lm | 80lm/w | Triac | Stainless Steel/Metal | TRUE |  | TRUE | TRUE | 4.5 | FALSE |  | TRUE |  | FALSE |  |  | Surface |  |  |  | ETL T24 | 85 days | https://drive.google.com/file/d/1yxy0epeKUREcIq-_pfBufKJYjH2DDVfh/view?usp=drive_link | 5 Yr | 1000 | $6.70 (Ningbo) |  |  | https://drive.google.com/file/d/1R9xLBl5K1zddCLbexUsM2TqapYdFLjca/view?usp=sharing
LED Flush Mount Light | LED Double Ring Ceiling Light | ARVL-HY-DR12-16WCCT | BHA-DRINGC-12in16W | 12" | 16W | AC120V | 2.7-6.5k, Tunable | 80 | 1280lm | 80lm/w | Triac | Stainless Steel/Metal | TRUE |  | TRUE | TRUE | 4.5 | FALSE |  | FALSE |  | TRUE |  |  | Surface |  |  |  | ETL T24 | 85 days | https://drive.google.com/file/d/1yxy0epeKUREcIq-_pfBufKJYjH2DDVfh/view?usp=drive_link | 5 Yr | 1000 | $6.70 (Ningbo) |  |  | https://drive.google.com/file/d/1R9xLBl5K1zddCLbexUsM2TqapYdFLjca/view?usp=sharing
LED Flush Mount Light | LED Double Ring Ceiling Light | ARVL-HY-DR12-16WCCT | BHA-DRINGC-12in16W | 12" | 16W | AC120V | 2.7-6.5k, Tunable | 80 | 1280lm | 80lm/w | Triac | Stainless Steel/Metal | TRUE |  | TRUE | TRUE | 4.5 | TRUE | 7.9 | FALSE |  | FALSE |  |  | Surface |  |  |  | ETL T24 | 85 days | https://drive.google.com/file/d/1yxy0epeKUREcIq-_pfBufKJYjH2DDVfh/view?usp=drive_link | 5 Yr | 1000 | $6.70 (Ningbo) |  |  | https://drive.google.com/file/d/1R9xLBl5K1zddCLbexUsM2TqapYdFLjca/view?usp=sharing
LED Flush Mount Light | LED Double Ring Ceiling Light | ARVL-HY-DR12-16WCCT | BHA-DRINGC-12in16W | 12" | 16W | AC120V | 2.7-6.5k, Tunable | 80 | 1280lm | 80lm/w | Triac | Stainless Steel/Metal | TRUE |  | TRUE | TRUE | 4.5 | FALSE |  | TRUE |  | TRUE |  |  | Surface |  |  |  | ETL T24 | 85 days | https://drive.google.com/file/d/1yxy0epeKUREcIq-_pfBufKJYjH2DDVfh/view?usp=drive_link | 5 Yr | 1000 | $6.70 (Ningbo) |  |  | https://drive.google.com/file/d/1R9xLBl5K1zddCLbexUsM2TqapYdFLjca/view?usp=sharing
LED Flush Mount Light | LED Double Ring Ceiling Light | ARVL-HY-DR12-16WCCT | BHA-DRINGC-12in16W | 12" | 16W | AC120V | 2.7-6.5k, Tunable | 80 | 1280lm | 80lm/w | Triac | Stainless Steel/Metal | TRUE |  | TRUE | TRUE | 4.5 | TRUE | 7.9 | TRUE |  | FALSE |  |  | Surface |  |  |  | ETL T24 | 85 days | https://drive.google.com/file/d/1yxy0epeKUREcIq-_pfBufKJYjH2DDVfh/view?usp=drive_link | 5 Yr | 1000 | $6.70 (Ningbo) |  |  | https://drive.google.com/file/d/1R9xLBl5K1zddCLbexUsM2TqapYdFLjca/view?usp=sharing
LED Flush Mount Light | LED Double Ring Ceiling Light | ARVL-HY-DR12-16WCCT | BHA-DRINGC-12in16W | 12" | 16W | AC120V | 2.7-6.5k, Tunable | 80 | 1280lm | 80lm/w | Triac | Stainless Steel/Metal | TRUE |  | TRUE | TRUE | 4.5 | TRUE | 7.9 | FALSE |  | TRUE |  |  | Surface |  |  |  | ETL T24 | 85 days | https://drive.google.com/file/d/1yxy0epeKUREcIq-_pfBufKJYjH2DDVfh/view?usp=drive_link | 5 Yr | 1000 | $6.70 (Ningbo) |  |  | https://drive.google.com/file/d/1R9xLBl5K1zddCLbexUsM2TqapYdFLjca/view?usp=sharing
LED Flush Mount Light | LED Double Ring Ceiling Light | ARVL-HY-DR12-16WCCT | BHA-DRINGC-12in16W | 12" | 16W | AC120V | 2.7-6.5k, Tunable | 80 | 1280lm | 80lm/w | Triac | Stainless Steel/Metal | TRUE |  | TRUE | TRUE | 4.5 | TRUE | 7.9 | TRUE |  | TRUE |  |  | Surface |  |  |  | ETL T24 | 85 days | https://drive.google.com/file/d/1yxy0epeKUREcIq-_pfBufKJYjH2DDVfh/view?usp=drive_link | 5 Yr | 1000 | $6.70 (Ningbo) |  |  | https://drive.google.com/file/d/1R9xLBl5K1zddCLbexUsM2TqapYdFLjca/view?usp=sharing
LED Flush Mount Light | LED Double Ring Ceiling Light | ARVL-HY-DR14-22WCCT | BHA-DRINGC-14in22W | 14" | 22W | AC120V | 2.7-6.5k, Tunable | 80 | 1760lm | 80lm/w | Triac | Stainless Steel/Metal | FALSE |  |  |  |  | FALSE |  | FALSE |  | FALSE |  |  | Surface |  |  |  | ETL T24 | 85 days | https://drive.google.com/file/d/1yxy0epeKUREcIq-_pfBufKJYjH2DDVfh/view?usp=drive_link | 5 Yr | 1000 | $8.90(Ningbo) |  |  | https://drive.google.com/file/d/1R9xLBl5K1zddCLbexUsM2TqapYdFLjca/view?usp=sharing
LED Flush Mount Light | LED Double Ring Ceiling Light | ARVL-HY-DR14-22WCCT | BHA-DRINGC-14in22W | 14" | 22W | AC120V | 2.7-6.5k, Tunable | 80 | 1760lm | 80lm/w | Triac | Stainless Steel/Metal | FALSE |  |  |  |  | FALSE |  | TRUE |  | FALSE |  |  | Surface |  |  |  | ETL T24 | 85 days | https://drive.google.com/file/d/1yxy0epeKUREcIq-_pfBufKJYjH2DDVfh/view?usp=drive_link | 5 Yr | 1000 | $8.90(Ningbo) |  |  | https://drive.google.com/file/d/1R9xLBl5K1zddCLbexUsM2TqapYdFLjca/view?usp=sharing
LED Flush Mount Light | LED Double Ring Ceiling Light | ARVL-HY-DR14-22WCCT | BHA-DRINGC-14in22W | 14" | 22W | AC120V | 2.7-6.5k, Tunable | 80 | 1760lm | 80lm/w | Triac | Stainless Steel/Metal | FALSE |  |  |  |  | FALSE |  | FALSE |  | TRUE |  |  | Surface |  |  |  | ETL T24 | 85 days | https://drive.google.com/file/d/1yxy0epeKUREcIq-_pfBufKJYjH2DDVfh/view?usp=drive_link | 5 Yr | 1000 | $8.90(Ningbo) |  |  | https://drive.google.com/file/d/1R9xLBl5K1zddCLbexUsM2TqapYdFLjca/view?usp=sharing
LED Flush Mount Light | LED Double Ring Ceiling Light | ARVL-HY-DR14-22WCCT | BHA-DRINGC-14in22W | 14" | 22W | AC120V | 2.7-6.5k, Tunable | 80 | 1760lm | 80lm/w | Triac | Stainless Steel/Metal | FALSE |  |  |  |  | TRUE | 7.9 | FALSE |  | FALSE |  |  | Surface |  |  |  | ETL T24 | 85 days | https://drive.google.com/file/d/1yxy0epeKUREcIq-_pfBufKJYjH2DDVfh/view?usp=drive_link | 5 Yr | 1000 | $8.90(Ningbo) |  |  | https://drive.google.com/file/d/1R9xLBl5K1zddCLbexUsM2TqapYdFLjca/view?usp=sharing
LED Flush Mount Light | LED Double Ring Ceiling Light | ARVL-HY-DR14-22WCCT | BHA-DRINGC-14in22W | 14" | 22W | AC120V | 2.7-6.5k, Tunable | 80 | 1760lm | 80lm/w | Triac | Stainless Steel/Metal | FALSE |  |  |  |  | FALSE |  | TRUE |  | TRUE |  |  | Surface |  |  |  | ETL T24 | 85 days | https://drive.google.com/file/d/1yxy0epeKUREcIq-_pfBufKJYjH2DDVfh/view?usp=drive_link | 5 Yr | 1000 | $8.90(Ningbo) |  |  | https://drive.google.com/file/d/1R9xLBl5K1zddCLbexUsM2TqapYdFLjca/view?usp=sharing
LED Flush Mount Light | LED Double Ring Ceiling Light | ARVL-HY-DR14-22WCCT | BHA-DRINGC-14in22W | 14" | 22W | AC120V | 2.7-6.5k, Tunable | 80 | 1760lm | 80lm/w | Triac | Stainless Steel/Metal | FALSE |  |  |  |  | TRUE | 7.9 | TRUE |  | FALSE |  |  | Surface |  |  |  | ETL T24 | 85 days | https://drive.google.com/file/d/1yxy0epeKUREcIq-_pfBufKJYjH2DDVfh/view?usp=drive_link | 5 Yr | 1000 | $8.90(Ningbo) |  |  | https://drive.google.com/file/d/1R9xLBl5K1zddCLbexUsM2TqapYdFLjca/view?usp=sharing
LED Flush Mount Light | LED Double Ring Ceiling Light | ARVL-HY-DR14-22WCCT | BHA-DRINGC-14in22W | 14" | 22W | AC120V | 2.7-6.5k, Tunable | 80 | 1760lm | 80lm/w | Triac | Stainless Steel/Metal | FALSE |  |  |  |  | TRUE | 7.9 | FALSE |  | TRUE |  |  | Surface |  |  |  | ETL T24 | 85 days | https://drive.google.com/file/d/1yxy0epeKUREcIq-_pfBufKJYjH2DDVfh/view?usp=drive_link | 5 Yr | 1000 | $8.90(Ningbo) |  |  | https://drive.google.com/file/d/1R9xLBl5K1zddCLbexUsM2TqapYdFLjca/view?usp=sharing
LED Flush Mount Light | LED Double Ring Ceiling Light | ARVL-HY-DR14-22WCCT | BHA-DRINGC-14in22W | 14" | 22W | AC120V | 2.7-6.5k, Tunable | 80 | 1760lm | 80lm/w | Triac | Stainless Steel/Metal | FALSE |  |  |  |  | TRUE | 7.9 | TRUE |  | TRUE |  |  | Surface |  |  |  | ETL T24 | 85 days | https://drive.google.com/file/d/1yxy0epeKUREcIq-_pfBufKJYjH2DDVfh/view?usp=drive_link | 5 Yr | 1000 | $8.90(Ningbo) |  |  | https://drive.google.com/file/d/1R9xLBl5K1zddCLbexUsM2TqapYdFLjca/view?usp=sharing
LED Flush Mount Light | LED Double Ring Ceiling Light | ARVL-HY-DR14-22WCCT | BHA-DRINGC-14in22W | 14" | 22W | AC120V | 2.7-6.5k, Tunable | 80 | 1760lm | 80lm/w | Triac | Stainless Steel/Metal | TRUE |  | TRUE | TRUE | 4.5 | FALSE |  | FALSE |  | FALSE |  |  | Surface |  |  |  | ETL T24 | 85 days | https://drive.google.com/file/d/1yxy0epeKUREcIq-_pfBufKJYjH2DDVfh/view?usp=drive_link | 5 Yr | 1000 | $8.90(Ningbo) |  |  | https://drive.google.com/file/d/1R9xLBl5K1zddCLbexUsM2TqapYdFLjca/view?usp=sharing
LED Flush Mount Light | LED Double Ring Ceiling Light | ARVL-HY-DR14-22WCCT | BHA-DRINGC-14in22W | 14" | 22W | AC120V | 2.7-6.5k, Tunable | 80 | 1760lm | 80lm/w | Triac | Stainless Steel/Metal | TRUE |  | TRUE | TRUE | 4.5 | FALSE |  | TRUE |  | FALSE |  |  | Surface |  |  |  | ETL T24 | 85 days | https://drive.google.com/file/d/1yxy0epeKUREcIq-_pfBufKJYjH2DDVfh/view?usp=drive_link | 5 Yr | 1000 | $8.90(Ningbo) |  |  | https://drive.google.com/file/d/1R9xLBl5K1zddCLbexUsM2TqapYdFLjca/view?usp=sharing
LED Flush Mount Light | LED Double Ring Ceiling Light | ARVL-HY-DR14-22WCCT | BHA-DRINGC-14in22W | 14" | 22W | AC120V | 2.7-6.5k, Tunable | 80 | 1760lm | 80lm/w | Triac | Stainless Steel/Metal | TRUE |  | TRUE | TRUE | 4.5 | FALSE |  | FALSE |  | TRUE |  |  | Surface |  |  |  | ETL T24 | 85 days | https://drive.google.com/file/d/1yxy0epeKUREcIq-_pfBufKJYjH2DDVfh/view?usp=drive_link | 5 Yr | 1000 | $8.90(Ningbo) |  |  | https://drive.google.com/file/d/1R9xLBl5K1zddCLbexUsM2TqapYdFLjca/view?usp=sharing
LED Flush Mount Light | LED Double Ring Ceiling Light | ARVL-HY-DR14-22WCCT | BHA-DRINGC-14in22W | 14" | 22W | AC120V | 2.7-6.5k, Tunable | 80 | 1760lm | 80lm/w | Triac | Stainless Steel/Metal | TRUE |  | TRUE | TRUE | 4.5 | TRUE | 7.9 | FALSE |  | FALSE |  |  | Surface |  |  |  | ETL T24 | 85 days | https://drive.google.com/file/d/1yxy0epeKUREcIq-_pfBufKJYjH2DDVfh/view?usp=drive_link | 5 Yr | 1000 | $8.90(Ningbo) |  |  | https://drive.google.com/file/d/1R9xLBl5K1zddCLbexUsM2TqapYdFLjca/view?usp=sharing
LED Flush Mount Light | LED Double Ring Ceiling Light | ARVL-HY-DR14-22WCCT | BHA-DRINGC-14in22W | 14" | 22W | AC120V | 2.7-6.5k, Tunable | 80 | 1760lm | 80lm/w | Triac | Stainless Steel/Metal | TRUE |  | TRUE | TRUE | 4.5 | FALSE |  | TRUE |  | TRUE |  |  | Surface |  |  |  | ETL T24 | 85 days | https://drive.google.com/file/d/1yxy0epeKUREcIq-_pfBufKJYjH2DDVfh/view?usp=drive_link | 5 Yr | 1000 | $8.90(Ningbo) |  |  | https://drive.google.com/file/d/1R9xLBl5K1zddCLbexUsM2TqapYdFLjca/view?usp=sharing
LED Flush Mount Light | LED Double Ring Ceiling Light | ARVL-HY-DR14-22WCCT | BHA-DRINGC-14in22W | 14" | 22W | AC120V | 2.7-6.5k, Tunable | 80 | 1760lm | 80lm/w | Triac | Stainless Steel/Metal | TRUE |  | TRUE | TRUE | 4.5 | TRUE | 7.9 | TRUE |  | FALSE |  |  | Surface |  |  |  | ETL T24 | 85 days | https://drive.google.com/file/d/1yxy0epeKUREcIq-_pfBufKJYjH2DDVfh/view?usp=drive_link | 5 Yr | 1000 | $8.90(Ningbo) |  |  | https://drive.google.com/file/d/1R9xLBl5K1zddCLbexUsM2TqapYdFLjca/view?usp=sharing
LED Flush Mount Light | LED Double Ring Ceiling Light | ARVL-HY-DR14-22WCCT | BHA-DRINGC-14in22W | 14" | 22W | AC120V | 2.7-6.5k, Tunable | 80 | 1760lm | 80lm/w | Triac | Stainless Steel/Metal | TRUE |  | TRUE | TRUE | 4.5 | TRUE | 7.9 | FALSE |  | TRUE |  |  | Surface |  |  |  | ETL T24 | 85 days | https://drive.google.com/file/d/1yxy0epeKUREcIq-_pfBufKJYjH2DDVfh/view?usp=drive_link | 5 Yr | 1000 | $8.90(Ningbo) |  |  | https://drive.google.com/file/d/1R9xLBl5K1zddCLbexUsM2TqapYdFLjca/view?usp=sharing
LED Flush Mount Light | LED Double Ring Ceiling Light | ARVL-HY-DR14-22WCCT | BHA-DRINGC-14in22W | 14" | 22W | AC120V | 2.7-6.5k, Tunable | 80 | 1760lm | 80lm/w | Triac | Stainless Steel/Metal | TRUE |  | TRUE | TRUE | 4.5 | TRUE | 7.9 | TRUE |  | TRUE |  |  | Surface |  |  |  | ETL T24 | 85 days | https://drive.google.com/file/d/1yxy0epeKUREcIq-_pfBufKJYjH2DDVfh/view?usp=drive_link | 5 Yr | 1000 | $8.90(Ningbo) |  |  | https://drive.google.com/file/d/1R9xLBl5K1zddCLbexUsM2TqapYdFLjca/view?usp=sharing
LED Flush Mount Light | LED Double Ring Ceiling Light | ARVL-HY-DR16-26WCCT | BHA-DRINGC-16in26W | 16" | 26W | AC120V | 2.7-6.5k, Tunable | 80 | 2080lm | 80lm/w | Triac | Stainless Steel/Metal | FALSE |  |  |  |  | FALSE |  | FALSE |  | FALSE |  |  | Surface |  |  |  | ETL T24 | 85 days | https://drive.google.com/file/d/1yxy0epeKUREcIq-_pfBufKJYjH2DDVfh/view?usp=drive_link | 5 Yr | 1000 | 9.90(Ningbo) |  |  | https://drive.google.com/file/d/1R9xLBl5K1zddCLbexUsM2TqapYdFLjca/view?usp=sharing
LED Flush Mount Light | LED Double Ring Ceiling Light | ARVL-HY-DR16-26WCCT | BHA-DRINGC-16in26W | 16" | 26W | AC120V | 2.7-6.5k, Tunable | 80 | 2080lm | 80lm/w | Triac | Stainless Steel/Metal | FALSE |  |  |  |  | FALSE |  | TRUE |  | FALSE |  |  | Surface |  |  |  | ETL T24 | 85 days | https://drive.google.com/file/d/1yxy0epeKUREcIq-_pfBufKJYjH2DDVfh/view?usp=drive_link | 5 Yr | 1000 | 9.90(Ningbo) |  |  | https://drive.google.com/file/d/1R9xLBl5K1zddCLbexUsM2TqapYdFLjca/view?usp=sharing
LED Flush Mount Light | LED Double Ring Ceiling Light | ARVL-HY-DR16-26WCCT | BHA-DRINGC-16in26W | 16" | 26W | AC120V | 2.7-6.5k, Tunable | 80 | 2080lm | 80lm/w | Triac | Stainless Steel/Metal | FALSE |  |  |  |  | FALSE |  | FALSE |  | TRUE |  |  | Surface |  |  |  | ETL T24 | 85 days | https://drive.google.com/file/d/1yxy0epeKUREcIq-_pfBufKJYjH2DDVfh/view?usp=drive_link | 5 Yr | 1000 | 9.90(Ningbo) |  |  | https://drive.google.com/file/d/1R9xLBl5K1zddCLbexUsM2TqapYdFLjca/view?usp=sharing
LED Flush Mount Light | LED Double Ring Ceiling Light | ARVL-HY-DR16-26WCCT | BHA-DRINGC-16in26W | 16" | 26W | AC120V | 2.7-6.5k, Tunable | 80 | 2080lm | 80lm/w | Triac | Stainless Steel/Metal | FALSE |  |  |  |  | TRUE | 7.9 | FALSE |  | FALSE |  |  | Surface |  |  |  | ETL T24 | 85 days | https://drive.google.com/file/d/1yxy0epeKUREcIq-_pfBufKJYjH2DDVfh/view?usp=drive_link | 5 Yr | 1000 | 9.90(Ningbo) |  |  | https://drive.google.com/file/d/1R9xLBl5K1zddCLbexUsM2TqapYdFLjca/view?usp=sharing
LED Flush Mount Light | LED Double Ring Ceiling Light | ARVL-HY-DR16-26WCCT | BHA-DRINGC-16in26W | 16" | 26W | AC120V | 2.7-6.5k, Tunable | 80 | 2080lm | 80lm/w | Triac | Stainless Steel/Metal | FALSE |  |  |  |  | FALSE |  | TRUE |  | TRUE |  |  | Surface |  |  |  | ETL T24 | 85 days | https://drive.google.com/file/d/1yxy0epeKUREcIq-_pfBufKJYjH2DDVfh/view?usp=drive_link | 5 Yr | 1000 | 9.90(Ningbo) |  |  | https://drive.google.com/file/d/1R9xLBl5K1zddCLbexUsM2TqapYdFLjca/view?usp=sharing
LED Flush Mount Light | LED Double Ring Ceiling Light | ARVL-HY-DR16-26WCCT | BHA-DRINGC-16in26W | 16" | 26W | AC120V | 2.7-6.5k, Tunable | 80 | 2080lm | 80lm/w | Triac | Stainless Steel/Metal | FALSE |  |  |  |  | TRUE | 7.9 | TRUE |  | FALSE |  |  | Surface |  |  |  | ETL T24 | 85 days | https://drive.google.com/file/d/1yxy0epeKUREcIq-_pfBufKJYjH2DDVfh/view?usp=drive_link | 5 Yr | 1000 | 9.90(Ningbo) |  |  | https://drive.google.com/file/d/1R9xLBl5K1zddCLbexUsM2TqapYdFLjca/view?usp=sharing
LED Flush Mount Light | LED Double Ring Ceiling Light | ARVL-HY-DR16-26WCCT | BHA-DRINGC-16in26W | 16" | 26W | AC120V | 2.7-6.5k, Tunable | 80 | 2080lm | 80lm/w | Triac | Stainless Steel/Metal | FALSE |  |  |  |  | TRUE | 7.9 | FALSE |  | TRUE |  |  | Surface |  |  |  | ETL T24 | 85 days | https://drive.google.com/file/d/1yxy0epeKUREcIq-_pfBufKJYjH2DDVfh/view?usp=drive_link | 5 Yr | 1000 | 9.90(Ningbo) |  |  | https://drive.google.com/file/d/1R9xLBl5K1zddCLbexUsM2TqapYdFLjca/view?usp=sharing
LED Flush Mount Light | LED Double Ring Ceiling Light | ARVL-HY-DR16-26WCCT | BHA-DRINGC-16in26W | 16" | 26W | AC120V | 2.7-6.5k, Tunable | 80 | 2080lm | 80lm/w | Triac | Stainless Steel/Metal | FALSE |  |  |  |  | TRUE | 7.9 | TRUE |  | TRUE |  |  | Surface |  |  |  | ETL T24 | 85 days | https://drive.google.com/file/d/1yxy0epeKUREcIq-_pfBufKJYjH2DDVfh/view?usp=drive_link | 5 Yr | 1000 | 9.90(Ningbo) |  |  | https://drive.google.com/file/d/1R9xLBl5K1zddCLbexUsM2TqapYdFLjca/view?usp=sharing
LED Flush Mount Light | LED Double Ring Ceiling Light | ARVL-HY-DR16-26WCCT | BHA-DRINGC-16in26W | 16" | 26W | AC120V | 2.7-6.5k, Tunable | 80 | 2080lm | 80lm/w | Triac | Stainless Steel/Metal | TRUE |  | TRUE | TRUE | 4.5 | FALSE |  | FALSE |  | FALSE |  |  | Surface |  |  |  | ETL T24 | 85 days | https://drive.google.com/file/d/1yxy0epeKUREcIq-_pfBufKJYjH2DDVfh/view?usp=drive_link | 5 Yr | 1000 | 9.90(Ningbo) |  |  | https://drive.google.com/file/d/1R9xLBl5K1zddCLbexUsM2TqapYdFLjca/view?usp=sharing
LED Flush Mount Light | LED Double Ring Ceiling Light | ARVL-HY-DR16-26WCCT | BHA-DRINGC-16in26W | 16" | 26W | AC120V | 2.7-6.5k, Tunable | 80 | 2080lm | 80lm/w | Triac | Stainless Steel/Metal | TRUE |  | TRUE | TRUE | 4.5 | FALSE |  | TRUE |  | FALSE |  |  | Surface |  |  |  | ETL T24 | 85 days | https://drive.google.com/file/d/1yxy0epeKUREcIq-_pfBufKJYjH2DDVfh/view?usp=drive_link | 5 Yr | 1000 | 9.90(Ningbo) |  |  | https://drive.google.com/file/d/1R9xLBl5K1zddCLbexUsM2TqapYdFLjca/view?usp=sharing
LED Flush Mount Light | LED Double Ring Ceiling Light | ARVL-HY-DR16-26WCCT | BHA-DRINGC-16in26W | 16" | 26W | AC120V | 2.7-6.5k, Tunable | 80 | 2080lm | 80lm/w | Triac | Stainless Steel/Metal | TRUE |  | TRUE | TRUE | 4.5 | FALSE |  | FALSE |  | TRUE |  |  | Surface |  |  |  | ETL T24 | 85 days | https://drive.google.com/file/d/1yxy0epeKUREcIq-_pfBufKJYjH2DDVfh/view?usp=drive_link | 5 Yr | 1000 | 9.90(Ningbo) |  |  | https://drive.google.com/file/d/1R9xLBl5K1zddCLbexUsM2TqapYdFLjca/view?usp=sharing
LED Flush Mount Light | LED Double Ring Ceiling Light | ARVL-HY-DR16-26WCCT | BHA-DRINGC-16in26W | 16" | 26W | AC120V | 2.7-6.5k, Tunable | 80 | 2080lm | 80lm/w | Triac | Stainless Steel/Metal | TRUE |  | TRUE | TRUE | 4.5 | TRUE | 7.9 | FALSE |  | FALSE |  |  | Surface |  |  |  | ETL T24 | 85 days | https://drive.google.com/file/d/1yxy0epeKUREcIq-_pfBufKJYjH2DDVfh/view?usp=drive_link | 5 Yr | 1000 | 9.90(Ningbo) |  |  | https://drive.google.com/file/d/1R9xLBl5K1zddCLbexUsM2TqapYdFLjca/view?usp=sharing
LED Flush Mount Light | LED Double Ring Ceiling Light | ARVL-HY-DR16-26WCCT | BHA-DRINGC-16in26W | 16" | 26W | AC120V | 2.7-6.5k, Tunable | 80 | 2080lm | 80lm/w | Triac | Stainless Steel/Metal | TRUE |  | TRUE | TRUE | 4.5 | FALSE |  | TRUE |  | TRUE |  |  | Surface |  |  |  | ETL T24 | 85 days | https://drive.google.com/file/d/1yxy0epeKUREcIq-_pfBufKJYjH2DDVfh/view?usp=drive_link | 5 Yr | 1000 | 9.90(Ningbo) |  |  | https://drive.google.com/file/d/1R9xLBl5K1zddCLbexUsM2TqapYdFLjca/view?usp=sharing
LED Flush Mount Light | LED Double Ring Ceiling Light | ARVL-HY-DR16-26WCCT | BHA-DRINGC-16in26W | 16" | 26W | AC120V | 2.7-6.5k, Tunable | 80 | 2080lm | 80lm/w | Triac | Stainless Steel/Metal | TRUE |  | TRUE | TRUE | 4.5 | TRUE | 7.9 | TRUE |  | FALSE |  |  | Surface |  |  |  | ETL T24 | 85 days | https://drive.google.com/file/d/1yxy0epeKUREcIq-_pfBufKJYjH2DDVfh/view?usp=drive_link | 5 Yr | 1000 | 9.90(Ningbo) |  |  | https://drive.google.com/file/d/1R9xLBl5K1zddCLbexUsM2TqapYdFLjca/view?usp=sharing
LED Flush Mount Light | LED Double Ring Ceiling Light | ARVL-HY-DR16-26WCCT | BHA-DRINGC-16in26W | 16" | 26W | AC120V | 2.7-6.5k, Tunable | 80 | 2080lm | 80lm/w | Triac | Stainless Steel/Metal | TRUE |  | TRUE | TRUE | 4.5 | TRUE | 7.9 | FALSE |  | TRUE |  |  | Surface |  |  |  | ETL T24 | 85 days | https://drive.google.com/file/d/1yxy0epeKUREcIq-_pfBufKJYjH2DDVfh/view?usp=drive_link | 5 Yr | 1000 | 9.90(Ningbo) |  |  | https://drive.google.com/file/d/1R9xLBl5K1zddCLbexUsM2TqapYdFLjca/view?usp=sharing
LED Flush Mount Light | LED Double Ring Ceiling Light | ARVL-HY-DR16-26WCCT | BHA-DRINGC-16in26W | 16" | 26W | AC120V | 2.7-6.5k, Tunable | 80 | 2080lm | 80lm/w | Triac | Stainless Steel/Metal | TRUE |  | TRUE | TRUE | 4.5 | TRUE | 7.9 | TRUE |  | TRUE |  |  | Surface |  |  |  | ETL T24 | 85 days | https://drive.google.com/file/d/1yxy0epeKUREcIq-_pfBufKJYjH2DDVfh/view?usp=drive_link | 5 Yr | 1000 | 9.90(Ningbo) |  |  | https://drive.google.com/file/d/1R9xLBl5K1zddCLbexUsM2TqapYdFLjca/view?usp=sharing
LED Linear Series | Strip Light | ARVL-HY-2FT-LS100-20W3CCT | BHA-STRIPL-2ft20W | 2ft | 20W | AC120-277Vac | 4/5/6k (Tunable) | 80 | 2600LM | 130lm/w | 0-10V | White-Aluminum | FALSE | [8 empty] | FALSE |  |  | Surface/Suspension/Linkable | FALSE kit |  |  | ETL DLC | 85 days | https://drive.google.com/file/d/1UTYDedvNpiqThigj4wilkzc0ZPruDk0b/view?usp=drive_link | 5 yr | 500 | $9.80 (Ningbo) |  |  | https://drive.google.com/file/d/1mGyCUK3cVz0m13EJzGd-XIVn6vQaO3J9/view?usp=sharing
LED Linear Series | Strip Light | ARVL-HY-2FT-LS100-20W3CCT | BHA-STRIPL-2ft20W | 2ft | 20W | AC120-277Vac | 4/5/6k (Tunable) | 80 | 2600LM | 130lm/w | 0-10V | White-Aluminum | FALSE | [8 empty] | TRUE | 13.8 |  | Surface/Suspension/Linkable | FALSE kit |  |  | ETL DLC | 85 days | https://drive.google.com/file/d/1UTYDedvNpiqThigj4wilkzc0ZPruDk0b/view?usp=drive_link | 5 yr | 500 | $9.80 (Ningbo) |  |  | https://drive.google.com/file/d/1mGyCUK3cVz0m13EJzGd-XIVn6vQaO3J9/view?usp=sharing
LED Linear Series | Strip Light | ARVL-HY-2FT-LS100-20W3CCT | BHA-STRIPL-2ft20W | 2ft | 20W | AC120-277Vac | 4/5/6k (Tunable) | 80 | 2600LM | 130lm/w | 0-10V | White-Aluminum | FALSE | [8 empty] | TRUE | 13.8 |  | Surface/Suspension/Linkable | Linkable Kit |  |  | ETL DLC | 85 days | https://drive.google.com/file/d/1UTYDedvNpiqThigj4wilkzc0ZPruDk0b/view?usp=drive_link | 5 yr | 500 | $9.80 (Ningbo) |  |  | https://drive.google.com/file/d/1mGyCUK3cVz0m13EJzGd-XIVn6vQaO3J9/view?usp=sharing
LED Linear Series | Strip Light | ARVL-HY-2FT-LS100-20W3CCT | BHA-STRIPL-2ft20W | 2ft | 20W | AC120-277Vac | 4/5/6k (Tunable) | 80 | 2600LM | 130lm/w | 0-10V | White-Aluminum | FALSE | [8 empty] | FALSE |  |  | Surface/Suspension/Linkable | Linkable Kit |  |  | ETL DLC | 85 days | https://drive.google.com/file/d/1UTYDedvNpiqThigj4wilkzc0ZPruDk0b/view?usp=drive_link | 5 yr | 500 | $9.80 (Ningbo) |  |  | https://drive.google.com/file/d/1mGyCUK3cVz0m13EJzGd-XIVn6vQaO3J9/view?usp=sharing
LED Linear Series | Strip Light | ARVL-HY-2FT-LS100-20W3CCT | BHA-STRIPL-2ft20W | 2ft | 20W | AC120-277Vac | 4/5/6k (Tunable) | 80 | 2600LM | 130lm/w | 0-10V | White-Aluminum | TRUE |  | TRUE | TRUE | 4.5 | TRUE | 7.9 |  |  | FALSE |  |  | Surface/Suspension/Linkable | FALSE kit |  |  | ETL DLC | 85 days | https://drive.google.com/file/d/1UTYDedvNpiqThigj4wilkzc0ZPruDk0b/view?usp=drive_link | 5 yr | 500 | $9.80 (Ningbo) |  |  | https://drive.google.com/file/d/1mGyCUK3cVz0m13EJzGd-XIVn6vQaO3J9/view?usp=sharing
LED Linear Series | Strip Light | ARVL-HY-2FT-LS100-20W3CCT | BHA-STRIPL-2ft20W | 2ft | 20W | AC120-277Vac | 4/5/6k (Tunable) | 80 | 2600LM | 130lm/w | 0-10V | White-Aluminum | TRUE |  | TRUE | TRUE | 4.5 | TRUE | 7.9 |  |  | TRUE | 13.8 |  | Surface/Suspension/Linkable | FALSE kit |  |  | ETL DLC | 85 days | https://drive.google.com/file/d/1UTYDedvNpiqThigj4wilkzc0ZPruDk0b/view?usp=drive_link | 5 yr | 500 | $9.80 (Ningbo) |  |  | https://drive.google.com/file/d/1mGyCUK3cVz0m13EJzGd-XIVn6vQaO3J9/view?usp=sharing
LED Linear Series | Strip Light | ARVL-HY-2FT-LS100-20W3CCT | BHA-STRIPL-2ft20W | 2ft | 20W | AC120-277Vac | 4/5/6k (Tunable) | 80 | 2600LM | 130lm/w | 0-10V | White-Aluminum | TRUE |  | TRUE | TRUE | 4.5 | TRUE | 7.9 |  |  | TRUE | 13.8 |  | Surface/Suspension/Linkable | Linkable Kit |  |  | ETL DLC | 85 days | https://drive.google.com/file/d/1UTYDedvNpiqThigj4wilkzc0ZPruDk0b/view?usp=drive_link | 5 yr | 500 | $9.80 (Ningbo) |  |  | https://drive.google.com/file/d/1mGyCUK3cVz0m13EJzGd-XIVn6vQaO3J9/view?usp=sharing
LED Linear Series | Strip Light | ARVL-HY-2FT-LS100-20W3CCT | BHA-STRIPL-2ft20W | 2ft | 20W | AC120-277Vac | 4/5/6k (Tunable) | 80 | 2600LM | 130lm/w | 0-10V | White-Aluminum | TRUE |  | TRUE | TRUE | 4.5 | TRUE | 7.9 |  |  | FALSE |  |  | Surface/Suspension/Linkable | Linkable Kit |  |  | ETL DLC | 85 days | https://drive.google.com/file/d/1UTYDedvNpiqThigj4wilkzc0ZPruDk0b/view?usp=drive_link | 5 yr | 500 | $9.80 (Ningbo) |  |  | https://drive.google.com/file/d/1mGyCUK3cVz0m13EJzGd-XIVn6vQaO3J9/view?usp=sharing
LED Linear Series | Strip Light | ARVL-HY-2FT-LS100-20W3CCT | BHA-STRIPL-2ft20W | 2ft | 20W | AC120-277Vac | 4/5/6k (Tunable) | 80 | 2600LM | 130lm/w | 0-10V | White-Aluminum | TRUE | TRUE |  | TRUE | 4.5 | TRUE | 7.9 |  |  | FALSE |  |  | Surface/Suspension/Linkable | FALSE kit |  |  | ETL DLC | 85 days | https://drive.google.com/file/d/1UTYDedvNpiqThigj4wilkzc0ZPruDk0b/view?usp=drive_link | 5 yr | 500 | $9.80 (Ningbo) |  |  | https://drive.google.com/file/d/1mGyCUK3cVz0m13EJzGd-XIVn6vQaO3J9/view?usp=sharing
LED Linear Series | Strip Light | ARVL-HY-2FT-LS100-20W3CCT | BHA-STRIPL-2ft20W | 2ft | 20W | AC120-277Vac | 4/5/6k (Tunable) | 80 | 2600LM | 130lm/w | 0-10V | White-Aluminum | TRUE | TRUE |  | TRUE | 4.5 | TRUE | 7.9 |  |  | TRUE | 13.8 |  | Surface/Suspension/Linkable | FALSE kit |  |  | ETL DLC | 85 days | https://drive.google.com/file/d/1UTYDedvNpiqThigj4wilkzc0ZPruDk0b/view?usp=drive_link | 5 yr | 500 | $9.80 (Ningbo) |  |  | https://drive.google.com/file/d/1mGyCUK3cVz0m13EJzGd-XIVn6vQaO3J9/view?usp=sharing
LED Linear Series | Strip Light | ARVL-HY-2FT-LS100-20W3CCT | BHA-STRIPL-2ft20W | 2ft | 20W | AC120-277Vac | 4/5/6k (Tunable) | 80 | 2600LM | 130lm/w | 0-10V | White-Aluminum | TRUE | TRUE |  | TRUE | 4.5 | TRUE | 7.9 |  |  | TRUE | 13.8 |  | Surface/Suspension/Linkable | Linkable Kit |  |  | ETL DLC | 85 days | https://drive.google.com/file/d/1UTYDedvNpiqThigj4wilkzc0ZPruDk0b/view?usp=drive_link | 5 yr | 500 | $9.80 (Ningbo) |  |  | https://drive.google.com/file/d/1mGyCUK3cVz0m13EJzGd-XIVn6vQaO3J9/view?usp=sharing
LED Linear Series | Strip Light | ARVL-HY-2FT-LS100-20W3CCT | BHA-STRIPL-2ft20W | 2ft | 20W | AC120-277Vac | 4/5/6k (Tunable) | 80 | 2600LM | 130lm/w | 0-10V | White-Aluminum | TRUE | TRUE |  | TRUE | 4.5 | TRUE | 7.9 |  |  | FALSE |  |  | Surface/Suspension/Linkable | Linkable Kit |  |  | ETL DLC | 85 days | https://drive.google.com/file/d/1UTYDedvNpiqThigj4wilkzc0ZPruDk0b/view?usp=drive_link | 5 yr | 500 | $9.80 (Ningbo) |  |  | https://drive.google.com/file/d/1mGyCUK3cVz0m13EJzGd-XIVn6vQaO3J9/view?usp=sharing
LED Linear Series | Strip Light | ARVL-HY-4FT-LS100-3W3CCT | BHA-STRIPL-4ft3CCT | 4ft | 20W/30W/40W | AC120-277Vac | 4/5/6k (Tunable) | 80 | 2600/3900/5200LM | 130lm/w | 0-10V | White-Aluminum | FALSE | [8 empty] | FALSE |  |  | Surface/Suspension/Linkable | FALSE kit |  |  | ETL DLC | 85 days | https://drive.google.com/file/d/1UTYDedvNpiqThigj4wilkzc0ZPruDk0b/view?usp=drive_link | 5 yr | 500 | $13.90 (Ningbo) |  |  | https://drive.google.com/file/d/1mGyCUK3cVz0m13EJzGd-XIVn6vQaO3J9/view?usp=sharing
LED Linear Series | Strip Light | ARVL-HY-4FT-LS100-3W3CCT | BHA-STRIPL-4ft3CCT | 4ft | 20W/30W/40W | AC120-277Vac | 4/5/6k (Tunable) | 80 | 2600/3900/5200LM | 130lm/w | 0-10V | White-Aluminum | FALSE | [8 empty] | TRUE | 13.8 |  | Surface/Suspension/Linkable | FALSE kit |  |  | ETL DLC | 85 days | https://drive.google.com/file/d/1UTYDedvNpiqThigj4wilkzc0ZPruDk0b/view?usp=drive_link | 5 yr | 500 | $13.90 (Ningbo) |  |  | https://drive.google.com/file/d/1mGyCUK3cVz0m13EJzGd-XIVn6vQaO3J9/view?usp=sharing
LED Linear Series | Strip Light | ARVL-HY-4FT-LS100-3W3CCT | BHA-STRIPL-4ft3CCT | 4ft | 20W/30W/40W | AC120-277Vac | 4/5/6k (Tunable) | 80 | 2600/3900/5200LM | 130lm/w | 0-10V | White-Aluminum | FALSE | [8 empty] | TRUE | 13.8 |  | Surface/Suspension/Linkable | Linkable Kit |  |  | ETL DLC | 85 days | https://drive.google.com/file/d/1UTYDedvNpiqThigj4wilkzc0ZPruDk0b/view?usp=drive_link | 5 yr | 500 | $13.90 (Ningbo) |  |  | https://drive.google.com/file/d/1mGyCUK3cVz0m13EJzGd-XIVn6vQaO3J9/view?usp=sharing
LED Linear Series | Strip Light | ARVL-HY-4FT-LS100-3W3CCT | BHA-STRIPL-4ft3CCT | 4ft | 20W/30W/40W | AC120-277Vac | 4/5/6k (Tunable) | 80 | 2600/3900/5200LM | 130lm/w | 0-10V | White-Aluminum | FALSE | [8 empty] | FALSE |  |  | Surface/Suspension/Linkable | Linkable Kit |  |  | ETL DLC | 85 days | https://drive.google.com/file/d/1UTYDedvNpiqThigj4wilkzc0ZPruDk0b/view?usp=drive_link | 5 yr | 500 | $13.90 (Ningbo) |  |  | https://drive.google.com/file/d/1mGyCUK3cVz0m13EJzGd-XIVn6vQaO3J9/view?usp=sharing
LED Linear Series | Strip Light | ARVL-HY-4FT-LS100-3W3CCT | BHA-STRIPL-4ft3CCT | 4ft | 20W/30W/40W | AC120-277Vac | 4/5/6k (Tunable) | 80 | 2600/3900/5200LM | 130lm/w | 0-10V | White-Aluminum | TRUE |  | TRUE | TRUE | 4.5 | TRUE | 7.9 |  |  | FALSE |  |  | Surface/Suspension/Linkable | FALSE kit |  |  | ETL DLC | 85 days | https://drive.google.com/file/d/1UTYDedvNpiqThigj4wilkzc0ZPruDk0b/view?usp=drive_link | 5 yr | 500 | $13.90 (Ningbo) |  |  | https://drive.google.com/file/d/1mGyCUK3cVz0m13EJzGd-XIVn6vQaO3J9/view?usp=sharing
LED Linear Series | Strip Light | ARVL-HY-4FT-LS100-3W3CCT | BHA-STRIPL-4ft3CCT | 4ft | 20W/30W/40W | AC120-277Vac | 4/5/6k (Tunable) | 80 | 2600/3900/5200LM | 130lm/w | 0-10V | White-Aluminum | TRUE |  | TRUE | TRUE | 4.5 | TRUE | 7.9 |  |  | TRUE | 13.8 |  | Surface/Suspension/Linkable | FALSE kit |  |  | ETL DLC | 85 days | https://drive.google.com/file/d/1UTYDedvNpiqThigj4wilkzc0ZPruDk0b/view?usp=drive_link | 5 yr | 500 | $13.90 (Ningbo) |  |  | https://drive.google.com/file/d/1mGyCUK3cVz0m13EJzGd-XIVn6vQaO3J9/view?usp=sharing
LED Linear Series | Strip Light | ARVL-HY-4FT-LS100-3W3CCT | BHA-STRIPL-4ft3CCT | 4ft | 20W/30W/40W | AC120-277Vac | 4/5/6k (Tunable) | 80 | 2600/3900/5200LM | 130lm/w | 0-10V | White-Aluminum | TRUE |  | TRUE | TRUE | 4.5 | TRUE | 7.9 |  |  | TRUE | 13.8 |  | Surface/Suspension/Linkable | Linkable Kit |  |  | ETL DLC | 85 days | https://drive.google.com/file/d/1UTYDedvNpiqThigj4wilkzc0ZPruDk0b/view?usp=drive_link | 5 yr | 500 | $13.90 (Ningbo) |  |  | https://drive.google.com/file/d/1mGyCUK3cVz0m13EJzGd-XIVn6vQaO3J9/view?usp=sharing
LED Linear Series | Strip Light | ARVL-HY-4FT-LS100-3W3CCT | BHA-STRIPL-4ft3CCT | 4ft | 20W/30W/40W | AC120-277Vac | 4/5/6k (Tunable) | 80 | 2600/3900/5200LM | 130lm/w | 0-10V | White-Aluminum | TRUE |  | TRUE | TRUE | 4.5 | TRUE | 7.9 |  |  | FALSE |  |  | Surface/Suspension/Linkable | Linkable Kit |  |  | ETL DLC | 85 days | https://drive.google.com/file/d/1UTYDedvNpiqThigj4wilkzc0ZPruDk0b/view?usp=drive_link | 5 yr | 500 | $13.90 (Ningbo) |  |  | https://drive.google.com/file/d/1mGyCUK3cVz0m13EJzGd-XIVn6vQaO3J9/view?usp=sharing
LED Linear Series | Strip Light | ARVL-HY-4FT-LS100-3W3CCT | BHA-STRIPL-4ft3CCT | 4ft | 20W/30W/40W | AC120-277Vac | 4/5/6k (Tunable) | 80 | 2600/3900/5200LM | 130lm/w | 0-10V | White-Aluminum | TRUE | TRUE |  | TRUE | 4.5 | TRUE | 7.9 |  |  | FALSE |  |  | Surface/Suspension/Linkable | FALSE kit |  |  | ETL DLC | 85 days | https://drive.google.com/file/d/1UTYDedvNpiqThigj4wilkzc0ZPruDk0b/view?usp=drive_link | 5 yr | 500 | $13.90 (Ningbo) |  |  | https://drive.google.com/file/d/1mGyCUK3cVz0m13EJzGd-XIVn6vQaO3J9/view?usp=sharing
LED Linear Series | Strip Light | ARVL-HY-4FT-LS100-3W3CCT | BHA-STRIPL-4ft3CCT | 4ft | 20W/30W/40W | AC120-277Vac | 4/5/6k (Tunable) | 80 | 2600/3900/5200LM | 130lm/w | 0-10V | White-Aluminum | TRUE | TRUE |  | TRUE | 4.5 | TRUE | 7.9 |  |  | TRUE | 13.8 |  | Surface/Suspension/Linkable | FALSE kit |  |  | ETL DLC | 85 days | https://drive.google.com/file/d/1UTYDedvNpiqThigj4wilkzc0ZPruDk0b/view?usp=drive_link | 5 yr | 500 | $13.90 (Ningbo) |  |  | https://drive.google.com/file/d/1mGyCUK3cVz0m13EJzGd-XIVn6vQaO3J9/view?usp=sharing
LED Linear Series | Strip Light | ARVL-HY-4FT-LS100-3W3CCT | BHA-STRIPL-4ft3CCT | 4ft | 20W/30W/40W | AC120-277Vac | 4/5/6k (Tunable) | 80 | 2600/3900/5200LM | 130lm/w | 0-10V | White-Aluminum | TRUE | TRUE |  | TRUE | 4.5 | TRUE | 7.9 |  |  | TRUE | 13.8 |  | Surface/Suspension/Linkable | Linkable Kit |  |  | ETL DLC | 85 days | https://drive.google.com/file/d/1UTYDedvNpiqThigj4wilkzc0ZPruDk0b/view?usp=drive_link | 5 yr | 500 | $13.90 (Ningbo) |  |  | https://drive.google.com/file/d/1mGyCUK3cVz0m13EJzGd-XIVn6vQaO3J9/view?usp=sharing
LED Linear Series | Strip Light | ARVL-HY-4FT-LS100-3W3CCT | BHA-STRIPL-4ft3CCT | 4ft | 20W/30W/40W | AC120-277Vac | 4/5/6k (Tunable) | 80 | 2600/3900/5200LM | 130lm/w | 0-10V | White-Aluminum | TRUE | TRUE |  | TRUE | 4.5 | TRUE | 7.9 |  |  | FALSE |  |  | Surface/Suspension/Linkable | Linkable Kit |  |  | ETL DLC | 85 days | https://drive.google.com/file/d/1UTYDedvNpiqThigj4wilkzc0ZPruDk0b/view?usp=drive_link | 5 yr | 500 | $13.90 (Ningbo) |  |  | https://drive.google.com/file/d/1mGyCUK3cVz0m13EJzGd-XIVn6vQaO3J9/view?usp=sharing
LED Linear Series | Strip Light | ARVL-HY-8FT-LS100-3W3CCT | BHA-STRIPL-8ft3CCT | 8ft | 40W/50W/60W | AC120-277Vac | 4/5/6k (Tunable) | 80 | 5200/6500/7800LM | 130lm/w | 0-10V | White-Aluminum | FALSE | [8 empty] | FALSE |  |  | Surface/Suspension/Linkable | FALSE kit |  |  | ETL DLC | 85 days | https://drive.google.com/file/d/1UTYDedvNpiqThigj4wilkzc0ZPruDk0b/view?usp=drive_link | 5 yr | 500 | $13.90 (Ningbo) |  |  | https://drive.google.com/file/d/1mGyCUK3cVz0m13EJzGd-XIVn6vQaO3J9/view?usp=sharing
LED Linear Series | Strip Light | ARVL-HY-8FT-LS100-3W3CCT | BHA-STRIPL-8ft3CCT | 8ft | 40W/50W/60W | AC120-277Vac | 4/5/6k (Tunable) | 80 | 5200/6500/7800LM | 130lm/w | 0-10V | White-Aluminum | FALSE | [8 empty] | TRUE | 13.8 |  | Surface/Suspension/Linkable | FALSE kit |  |  | ETL DLC | 85 days | https://drive.google.com/file/d/1UTYDedvNpiqThigj4wilkzc0ZPruDk0b/view?usp=drive_link | 5 yr | 500 | $13.90 (Ningbo) |  |  | https://drive.google.com/file/d/1mGyCUK3cVz0m13EJzGd-XIVn6vQaO3J9/view?usp=sharing
LED Linear Series | Strip Light | ARVL-HY-8FT-LS100-3W3CCT | BHA-STRIPL-8ft3CCT | 8ft | 40W/50W/60W | AC120-277Vac | 4/5/6k (Tunable) | 80 | 5200/6500/7800LM | 130lm/w | 0-10V | White-Aluminum | FALSE | [8 empty] | TRUE | 13.8 |  | Surface/Suspension/Linkable | Linkable Kit |  |  | ETL DLC | 85 days | https://drive.google.com/file/d/1UTYDedvNpiqThigj4wilkzc0ZPruDk0b/view?usp=drive_link | 5 yr | 500 | $13.90 (Ningbo) |  |  | https://drive.google.com/file/d/1mGyCUK3cVz0m13EJzGd-XIVn6vQaO3J9/view?usp=sharing
LED Linear Series | Strip Light | ARVL-HY-8FT-LS100-3W3CCT | BHA-STRIPL-8ft3CCT | 8ft | 40W/50W/60W | AC120-277Vac | 4/5/6k (Tunable) | 80 | 5200/6500/7800LM | 130lm/w | 0-10V | White-Aluminum | FALSE | [8 empty] | FALSE |  |  | Surface/Suspension/Linkable | Linkable Kit |  |  | ETL DLC | 85 days | https://drive.google.com/file/d/1UTYDedvNpiqThigj4wilkzc0ZPruDk0b/view?usp=drive_link | 5 yr | 500 | $13.90 (Ningbo) |  |  | https://drive.google.com/file/d/1mGyCUK3cVz0m13EJzGd-XIVn6vQaO3J9/view?usp=sharing
LED Linear Series | Strip Light | ARVL-HY-8FT-LS100-3W3CCT | BHA-STRIPL-8ft3CCT | 8ft | 40W/50W/60W | AC120-277Vac | 4/5/6k (Tunable) | 80 | 5200/6500/7800LM | 130lm/w | 0-10V | White-Aluminum | TRUE |  | TRUE | TRUE | 4.5 | TRUE | 7.9 |  |  | FALSE |  |  | Surface/Suspension/Linkable | FALSE kit |  |  | ETL DLC | 85 days | https://drive.google.com/file/d/1UTYDedvNpiqThigj4wilkzc0ZPruDk0b/view?usp=drive_link | 5 yr | 500 | $13.90 (Ningbo) |  |  | https://drive.google.com/file/d/1mGyCUK3cVz0m13EJzGd-XIVn6vQaO3J9/view?usp=sharing
LED Linear Series | Strip Light | ARVL-HY-8FT-LS100-3W3CCT | BHA-STRIPL-8ft3CCT | 8ft | 40W/50W/60W | AC120-277Vac | 4/5/6k (Tunable) | 80 | 5200/6500/7800LM | 130lm/w | 0-10V | White-Aluminum | TRUE |  | TRUE | TRUE | 4.5 | TRUE | 7.9 |  |  | TRUE | 13.8 |  | Surface/Suspension/Linkable | FALSE kit |  |  | ETL DLC | 85 days | https://drive.google.com/file/d/1UTYDedvNpiqThigj4wilkzc0ZPruDk0b/view?usp=drive_link | 5 yr | 500 | $13.90 (Ningbo) |  |  | https://drive.google.com/file/d/1mGyCUK3cVz0m13EJzGd-XIVn6vQaO3J9/view?usp=sharing
LED Linear Series | Strip Light | ARVL-HY-8FT-LS100-3W3CCT | BHA-STRIPL-8ft3CCT | 8ft | 40W/50W/60W | AC120-277Vac | 4/5/6k (Tunable) | 80 | 5200/6500/7800LM | 130lm/w | 0-10V | White-Aluminum | TRUE |  | TRUE | TRUE | 4.5 | TRUE | 7.9 |  |  | TRUE | 13.8 |  | Surface/Suspension/Linkable | Linkable Kit |  |  | ETL DLC | 85 days | https://drive.google.com/file/d/1UTYDedvNpiqThigj4wilkzc0ZPruDk0b/view?usp=drive_link | 5 yr | 500 | $13.90 (Ningbo) |  |  | https://drive.google.com/file/d/1mGyCUK3cVz0m13EJzGd-XIVn6vQaO3J9/view?usp=sharing
LED Linear Series | Strip Light | ARVL-HY-8FT-LS100-3W3CCT | BHA-STRIPL-8ft3CCT | 8ft | 40W/50W/60W | AC120-277Vac | 4/5/6k (Tunable) | 80 | 5200/6500/7800LM | 130lm/w | 0-10V | White-Aluminum | TRUE |  | TRUE | TRUE | 4.5 | TRUE | 7.9 |  |  | FALSE |  |  | Surface/Suspension/Linkable | Linkable Kit |  |  | ETL DLC | 85 days | https://drive.google.com/file/d/1UTYDedvNpiqThigj4wilkzc0ZPruDk0b/view?usp=drive_link | 5 yr | 500 | $13.90 (Ningbo) |  |  | https://drive.google.com/file/d/1mGyCUK3cVz0m13EJzGd-XIVn6vQaO3J9/view?usp=sharing
LED Linear Series | Strip Light | ARVL-HY-8FT-LS100-3W3CCT | BHA-STRIPL-8ft3CCT | 8ft | 40W/50W/60W | AC120-277Vac | 4/5/6k (Tunable) | 80 | 5200/6500/7800LM | 130lm/w | 0-10V | White-Aluminum | TRUE | TRUE |  | TRUE | 4.5 | TRUE | 7.9 |  |  | FALSE |  |  | Surface/Suspension/Linkable | FALSE kit |  |  | ETL DLC | 85 days | https://drive.google.com/file/d/1UTYDedvNpiqThigj4wilkzc0ZPruDk0b/view?usp=drive_link | 5 yr | 500 | $13.90 (Ningbo) |  |  | https://drive.google.com/file/d/1mGyCUK3cVz0m13EJzGd-XIVn6vQaO3J9/view?usp=sharing
LED Linear Series | Strip Light | ARVL-HY-8FT-LS100-3W3CCT | BHA-STRIPL-8ft3CCT | 8ft | 40W/50W/60W | AC120-277Vac | 4/5/6k (Tunable) | 80 | 5200/6500/7800LM | 130lm/w | 0-10V | White-Aluminum | TRUE | TRUE |  | TRUE | 4.5 | TRUE | 7.9 |  |  | TRUE | 13.8 |  | Surface/Suspension/Linkable | FALSE kit |  |  | ETL DLC | 85 days | https://drive.google.com/file/d/1UTYDedvNpiqThigj4wilkzc0ZPruDk0b/view?usp=drive_link | 5 yr | 500 | $13.90 (Ningbo) |  |  | https://drive.google.com/file/d/1mGyCUK3cVz0m13EJzGd-XIVn6vQaO3J9/view?usp=sharing
LED Linear Series | Strip Light | ARVL-HY-8FT-LS100-3W3CCT | BHA-STRIPL-8ft3CCT | 8ft | 40W/50W/60W | AC120-277Vac | 4/5/6k (Tunable) | 80 | 5200/6500/7800LM | 130lm/w | 0-10V | White-Aluminum | TRUE | TRUE |  | TRUE | 4.5 | TRUE | 7.9 |  |  | TRUE | 13.8 |  | Surface/Suspension/Linkable | Linkable Kit |  |  | ETL DLC | 85 days | https://drive.google.com/file/d/1UTYDedvNpiqThigj4wilkzc0ZPruDk0b/view?usp=drive_link | 5 yr | 500 | $13.90 (Ningbo) |  |  | https://drive.google.com/file/d/1mGyCUK3cVz0m13EJzGd-XIVn6vQaO3J9/view?usp=sharing
LED Linear Series | Strip Light | ARVL-HY-8FT-LS100-3W3CCT | BHA-STRIPL-8ft3CCT | 8ft | 40W/50W/60W | AC120-277Vac | 4/5/6k (Tunable) | 80 | 5200/6500/7800LM | 130lm/w | 0-10V | White-Aluminum | TRUE | TRUE |  | TRUE | 4.5 | TRUE | 7.9 |  |  | FALSE |  |  | Surface/Suspension/Linkable | Linkable Kit |  |  | ETL DLC | 85 days | https://drive.google.com/file/d/1UTYDedvNpiqThigj4wilkzc0ZPruDk0b/view?usp=drive_link | 5 yr | 500 | $13.90 (Ningbo) |  |  | https://drive.google.com/file/d/1mGyCUK3cVz0m13EJzGd-XIVn6vQaO3J9/view?usp=sharing
LED Linear Series | Strip Light | DM-ST2FT24WT-35G5K-[blank, EM, MS, ES] | BHD-STRIPL-2ft3CCT | 2ft | 10W/15W/24W | AC100-277Vac | 3.5/4/5k (Tunable) | 80 | 1300/1950/3120LM | 130lm/w | 0-10V | White/Metal/PVC | FALSE |  |  |  |  | FALSE |  | FALSE |  | FALSE |  | FALSE | Surface/Suspension/Continuous | FALSE |  |  | ETL DLC Premium | 75 days | https://drive.google.com/file/d/1KIAA4R1h68OPsnqewllPdU8l2Qu4B0jm/view?usp=drive_link |  | TBN | $11.92 (DDP) | $12.30 (DDP) |  | https://drive.google.com/file/d/12kBc5RnM-hegmKXhNcros0q9kACMNquy/view?usp=sharing
LED Linear Series | Strip Light | DM-ST2FT24WT-35G5K-[blank, EM, MS, ES] | BHD-STRIPL-2ft3CCT | 2ft | 10W/15W/24W | AC100-277Vac | 3.5/4/5k (Tunable) | 80 | 1300/1950/3120LM | 130lm/w | 0-10V | White/Metal/PVC | FALSE |  |  |  |  | FALSE |  | FALSE |  | FALSE |  | FALSE | Surface/Suspension/Continuous | TRUE |  |  | ETL DLC Premium | 75 days | https://drive.google.com/file/d/1KIAA4R1h68OPsnqewllPdU8l2Qu4B0jm/view?usp=drive_link |  | TBN | $11.92 (DDP) | $12.30 (DDP) |  | https://drive.google.com/file/d/12kBc5RnM-hegmKXhNcros0q9kACMNquy/view?usp=sharing
LED Linear Series | Strip Light | DM-ST2FT24WT-35G5K-[blank, EM, MS, ES] | BHD-STRIPL-2ft3CCT | 2ft | 10W/15W/24W | AC100-277Vac | 3.5/4/5k (Tunable) | 80 | 1300/1950/3120LM | 130lm/w | 0-10V | White/Metal/PVC | FALSE |  |  |  |  | TRUE | 9.8 | FALSE |  | FALSE |  | FALSE | Surface/Suspension/Continuous | FALSE |  |  | ETL DLC Premium | 75 days | https://drive.google.com/file/d/1KIAA4R1h68OPsnqewllPdU8l2Qu4B0jm/view?usp=drive_link |  | TBN | $11.92 (DDP) | $12.30 (DDP) |  | https://drive.google.com/file/d/12kBc5RnM-hegmKXhNcros0q9kACMNquy/view?usp=sharing
LED Linear Series | Strip Light | DM-ST2FT24WT-35G5K-[blank, EM, MS, ES] | BHD-STRIPL-2ft3CCT | 2ft | 10W/15W/24W | AC100-277Vac | 3.5/4/5k (Tunable) | 80 | 1300/1950/3120LM | 130lm/w | 0-10V | White/Metal/PVC | FALSE |  |  |  |  | TRUE | 9.8 | FALSE |  | FALSE |  | FALSE | Surface/Suspension/Continuous | TRUE |  |  | ETL DLC Premium | 75 days | https://drive.google.com/file/d/1KIAA4R1h68OPsnqewllPdU8l2Qu4B0jm/view?usp=drive_link |  | TBN | $11.92 (DDP) | $12.30 (DDP) |  | https://drive.google.com/file/d/12kBc5RnM-hegmKXhNcros0q9kACMNquy/view?usp=sharing
LED Linear Series | Strip Light | DM-ST2FT24WT-35G5K-[blank, EM, MS, ES] | BHD-STRIPL-2ft3CCT | 2ft | 10W/15W/24W | AC100-277Vac | 3.5/4/5k (Tunable) | 80 | 1300/1950/3120LM | 130lm/w | 0-10V | White/Metal/PVC | FALSE |  |  |  |  | FALSE |  | FALSE |  | FALSE |  | TRUE | Surface/Suspension/Continuous | FALSE |  |  | ETL DLC Premium | 75 days | https://drive.google.com/file/d/1KIAA4R1h68OPsnqewllPdU8l2Qu4B0jm/view?usp=drive_link |  | TBN | $11.92 (DDP) | $12.30 (DDP) |  | https://drive.google.com/file/d/12kBc5RnM-hegmKXhNcros0q9kACMNquy/view?usp=sharing
LED Linear Series | Strip Light | DM-ST2FT24WT-35G5K-[blank, EM, MS, ES] | BHD-STRIPL-2ft3CCT | 2ft | 10W/15W/24W | AC100-277Vac | 3.5/4/5k (Tunable) | 80 | 1300/1950/3120LM | 130lm/w | 0-10V | White/Metal/PVC | FALSE |  |  |  |  | FALSE |  | FALSE |  | FALSE |  | TRUE | Surface/Suspension/Continuous | TRUE |  |  | ETL DLC Premium | 75 days | https://drive.google.com/file/d/1KIAA4R1h68OPsnqewllPdU8l2Qu4B0jm/view?usp=drive_link |  | TBN | $11.92 (DDP) | $12.30 (DDP) |  | https://drive.google.com/file/d/12kBc5RnM-hegmKXhNcros0q9kACMNquy/view?usp=sharing
LED Linear Series | Strip Light | DM-ST2FT24WT-35G5K-[blank, EM, MS, ES] | BHD-STRIPL-2ft3CCT | 2ft | 10W/15W/24W | AC100-277Vac | 3.5/4/5k (Tunable) | 80 | 1300/1950/3120LM | 130lm/w | 0-10V | White/Metal/PVC | FALSE |  |  |  |  | TRUE | 9.8 | FALSE |  | FALSE |  | TRUE | Surface/Suspension/Continuous | FALSE |  |  | ETL DLC Premium | 75 days | https://drive.google.com/file/d/1KIAA4R1h68OPsnqewllPdU8l2Qu4B0jm/view?usp=drive_link |  | TBN | $11.92 (DDP) | $12.30 (DDP) |  | https://drive.google.com/file/d/12kBc5RnM-hegmKXhNcros0q9kACMNquy/view?usp=sharing
LED Linear Series | Strip Light | DM-ST2FT24WT-35G5K-[blank, EM, MS, ES] | BHD-STRIPL-2ft3CCT | 2ft | 10W/15W/24W | AC100-277Vac | 3.5/4/5k (Tunable) | 80 | 1300/1950/3120LM | 130lm/w | 0-10V | White/Metal/PVC | FALSE |  |  |  |  | TRUE | 9.8 | FALSE |  | FALSE |  | TRUE | Surface/Suspension/Continuous | TRUE |  |  | ETL DLC Premium | 75 days | https://drive.google.com/file/d/1KIAA4R1h68OPsnqewllPdU8l2Qu4B0jm/view?usp=drive_link |  | TBN | $11.92 (DDP) | $12.30 (DDP) |  | https://drive.google.com/file/d/12kBc5RnM-hegmKXhNcros0q9kACMNquy/view?usp=sharing
LED Linear Series | Strip Light | DM-ST2FT24WT-35G5K-[blank, EM, MS, ES] | BHD-STRIPL-2ft3CCT | 2ft | 10W/15W/24W | AC100-277Vac | 3.5/4/5k (Tunable) | 80 | 1300/1950/3120LM | 130lm/w | 0-10V | White/Metal/PVC | FALSE |  |  |  |  | FALSE |  | FALSE |  | TRUE | 13 | FALSE | Surface/Suspension/Continuous | FALSE |  |  | ETL DLC Premium | 75 days | https://drive.google.com/file/d/1KIAA4R1h68OPsnqewllPdU8l2Qu4B0jm/view?usp=drive_link |  | TBN | $11.92 (DDP) | $12.30 (DDP) |  | https://drive.google.com/file/d/12kBc5RnM-hegmKXhNcros0q9kACMNquy/view?usp=sharing
LED Linear Series | Strip Light | DM-ST2FT24WT-35G5K-[blank, EM, MS, ES] | BHD-STRIPL-2ft3CCT | 2ft | 10W/15W/24W | AC100-277Vac | 3.5/4/5k (Tunable) | 80 | 1300/1950/3120LM | 130lm/w | 0-10V | White/Metal/PVC | FALSE |  |  |  |  | FALSE |  | FALSE |  | TRUE | 13 | FALSE | Surface/Suspension/Continuous | TRUE |  |  | ETL DLC Premium | 75 days | https://drive.google.com/file/d/1KIAA4R1h68OPsnqewllPdU8l2Qu4B0jm/view?usp=drive_link |  | TBN | $11.92 (DDP) | $12.30 (DDP) |  | https://drive.google.com/file/d/12kBc5RnM-hegmKXhNcros0q9kACMNquy/view?usp=sharing
LED Linear Series | Strip Light | DM-ST2FT24WT-35G5K-[blank, EM, MS, ES] | BHD-STRIPL-2ft3CCT | 2ft | 10W/15W/24W | AC100-277Vac | 3.5/4/5k (Tunable) | 80 | 1300/1950/3120LM | 130lm/w | 0-10V | White/Metal/PVC | FALSE |  |  |  |  | TRUE | 9.8 | FALSE |  | TRUE | 13 | FALSE | Surface/Suspension/Continuous | FALSE |  |  | ETL DLC Premium | 75 days | https://drive.google.com/file/d/1KIAA4R1h68OPsnqewllPdU8l2Qu4B0jm/view?usp=drive_link |  | TBN | $11.92 (DDP) | $12.30 (DDP) |  | https://drive.google.com/file/d/12kBc5RnM-hegmKXhNcros0q9kACMNquy/view?usp=sharing
LED Linear Series | Strip Light | DM-ST2FT24WT-35G5K-[blank, EM, MS, ES] | BHD-STRIPL-2ft3CCT | 2ft | 10W/15W/24W | AC100-277Vac | 3.5/4/5k (Tunable) | 80 | 1300/1950/3120LM | 130lm/w | 0-10V | White/Metal/PVC | FALSE |  |  |  |  | TRUE | 9.8 | FALSE |  | TRUE | 13 | FALSE | Surface/Suspension/Continuous | TRUE |  |  | ETL DLC Premium | 75 days | https://drive.google.com/file/d/1KIAA4R1h68OPsnqewllPdU8l2Qu4B0jm/view?usp=drive_link |  | TBN | $11.92 (DDP) | $12.30 (DDP) |  | https://drive.google.com/file/d/12kBc5RnM-hegmKXhNcros0q9kACMNquy/view?usp=sharing
LED Linear Series | Strip Light | DM-ST2FT24WT-35G5K-[blank, EM, MS, ES] | BHD-STRIPL-2ft3CCT | 2ft | 10W/15W/24W | AC100-277Vac | 3.5/4/5k (Tunable) | 80 | 1300/1950/3120LM | 130lm/w | 0-10V | White/Metal/PVC | FALSE |  |  |  |  | FALSE |  | FALSE |  | TRUE | 13 | TRUE | Surface/Suspension/Continuous | FALSE |  |  | ETL DLC Premium | 75 days | https://drive.google.com/file/d/1KIAA4R1h68OPsnqewllPdU8l2Qu4B0jm/view?usp=drive_link |  | TBN | $11.92 (DDP) | $12.30 (DDP) |  | https://drive.google.com/file/d/12kBc5RnM-hegmKXhNcros0q9kACMNquy/view?usp=sharing
LED Linear Series | Strip Light | DM-ST2FT24WT-35G5K-[blank, EM, MS, ES] | BHD-STRIPL-2ft3CCT | 2ft | 10W/15W/24W | AC100-277Vac | 3.5/4/5k (Tunable) | 80 | 1300/1950/3120LM | 130lm/w | 0-10V | White/Metal/PVC | FALSE |  |  |  |  | FALSE |  | FALSE |  | TRUE | 13 | TRUE | Surface/Suspension/Continuous | TRUE |  |  | ETL DLC Premium | 75 days | https://drive.google.com/file/d/1KIAA4R1h68OPsnqewllPdU8l2Qu4B0jm/view?usp=drive_link |  | TBN | $11.92 (DDP) | $12.30 (DDP) |  | https://drive.google.com/file/d/12kBc5RnM-hegmKXhNcros0q9kACMNquy/view?usp=sharing
LED Linear Series | Strip Light | DM-ST2FT24WT-35G5K-[blank, EM, MS, ES] | BHD-STRIPL-2ft3CCT | 2ft | 10W/15W/24W | AC100-277Vac | 3.5/4/5k (Tunable) | 80 | 1300/1950/3120LM | 130lm/w | 0-10V | White/Metal/PVC | FALSE |  |  |  |  | TRUE | 9.8 | FALSE |  | TRUE | 13 | TRUE | Surface/Suspension/Continuous | FALSE |  |  | ETL DLC Premium | 75 days | https://drive.google.com/file/d/1KIAA4R1h68OPsnqewllPdU8l2Qu4B0jm/view?usp=drive_link |  | TBN | $11.92 (DDP) | $12.30 (DDP) |  | https://drive.google.com/file/d/12kBc5RnM-hegmKXhNcros0q9kACMNquy/view?usp=sharing
LED Linear Series | Strip Light | DM-ST2FT24WT-35G5K-[blank, EM, MS, ES] | BHD-STRIPL-2ft3CCT | 2ft | 10W/15W/24W | AC100-277Vac | 3.5/4/5k (Tunable) | 80 | 1300/1950/3120LM | 130lm/w | 0-10V | White/Metal/PVC | FALSE |  |  |  |  | TRUE | 9.8 | FALSE |  | TRUE | 13 | TRUE | Surface/Suspension/Continuous | TRUE |  |  | ETL DLC Premium | 75 days | https://drive.google.com/file/d/1KIAA4R1h68OPsnqewllPdU8l2Qu4B0jm/view?usp=drive_link |  | TBN | $11.92 (DDP) | $12.30 (DDP) |  | https://drive.google.com/file/d/12kBc5RnM-hegmKXhNcros0q9kACMNquy/view?usp=sharing
LED Linear Series | Strip Light | DM-ST2FT24WT-35G5K-[blank, EM, MS, ES] | BHD-STRIPL-2ft3CCT | 2ft | 10W/15W/24W | AC100-277Vac | 3.5/4/5k (Tunable) | 80 | 1300/1950/3120LM | 130lm/w | 0-10V | White/Metal/PVC | FALSE |  |  |  |  | FALSE |  | TRUE |  | FALSE |  | FALSE | Surface/Suspension/Continuous | FALSE |  |  | ETL DLC Premium | 75 days | https://drive.google.com/file/d/1KIAA4R1h68OPsnqewllPdU8l2Qu4B0jm/view?usp=drive_link |  | TBN | $11.92 (DDP) | $12.30 (DDP) |  | https://drive.google.com/file/d/12kBc5RnM-hegmKXhNcros0q9kACMNquy/view?usp=sharing
LED Linear Series | Strip Light | DM-ST2FT24WT-35G5K-[blank, EM, MS, ES] | BHD-STRIPL-2ft3CCT | 2ft | 10W/15W/24W | AC100-277Vac | 3.5/4/5k (Tunable) | 80 | 1300/1950/3120LM | 130lm/w | 0-10V | White/Metal/PVC | FALSE |  |  |  |  | FALSE |  | TRUE |  | FALSE |  | FALSE | Surface/Suspension/Continuous | TRUE |  |  | ETL DLC Premium | 75 days | https://drive.google.com/file/d/1KIAA4R1h68OPsnqewllPdU8l2Qu4B0jm/view?usp=drive_link |  | TBN | $11.92 (DDP) | $12.30 (DDP) |  | https://drive.google.com/file/d/12kBc5RnM-hegmKXhNcros0q9kACMNquy/view?usp=sharing
LED Linear Series | Strip Light | DM-ST2FT24WT-35G5K-[blank, EM, MS, ES] | BHD-STRIPL-2ft3CCT | 2ft | 10W/15W/24W | AC100-277Vac | 3.5/4/5k (Tunable) | 80 | 1300/1950/3120LM | 130lm/w | 0-10V | White/Metal/PVC | FALSE |  |  |  |  | TRUE | 9.8 | TRUE |  | FALSE |  | FALSE | Surface/Suspension/Continuous | FALSE |  |  | ETL DLC Premium | 75 days | https://drive.google.com/file/d/1KIAA4R1h68OPsnqewllPdU8l2Qu4B0jm/view?usp=drive_link |  | TBN | $11.92 (DDP) | $12.30 (DDP) |  | https://drive.google.com/file/d/12kBc5RnM-hegmKXhNcros0q9kACMNquy/view?usp=sharing
LED Linear Series | Strip Light | DM-ST2FT24WT-35G5K-[blank, EM, MS, ES] | BHD-STRIPL-2ft3CCT | 2ft | 10W/15W/24W | AC100-277Vac | 3.5/4/5k (Tunable) | 80 | 1300/1950/3120LM | 130lm/w | 0-10V | White/Metal/PVC | FALSE |  |  |  |  | TRUE | 9.8 | TRUE |  | FALSE |  | FALSE | Surface/Suspension/Continuous | TRUE |  |  | ETL DLC Premium | 75 days | https://drive.google.com/file/d/1KIAA4R1h68OPsnqewllPdU8l2Qu4B0jm/view?usp=drive_link |  | TBN | $11.92 (DDP) | $12.30 (DDP) |  | https://drive.google.com/file/d/12kBc5RnM-hegmKXhNcros0q9kACMNquy/view?usp=sharing
LED Linear Series | Strip Light | DM-ST2FT24WT-35G5K-[blank, EM, MS, ES] | BHD-STRIPL-2ft3CCT | 2ft | 10W/15W/24W | AC100-277Vac | 3.5/4/5k (Tunable) | 80 | 1300/1950/3120LM | 130lm/w | 0-10V | White/Metal/PVC | FALSE |  |  |  |  | FALSE |  | TRUE |  | FALSE |  | TRUE | Surface/Suspension/Continuous | FALSE |  |  | ETL DLC Premium | 75 days | https://drive.google.com/file/d/1KIAA4R1h68OPsnqewllPdU8l2Qu4B0jm/view?usp=drive_link |  | TBN | $11.92 (DDP) | $12.30 (DDP) |  | https://drive.google.com/file/d/12kBc5RnM-hegmKXhNcros0q9kACMNquy/view?usp=sharing
LED Linear Series | Strip Light | DM-ST2FT24WT-35G5K-[blank, EM, MS, ES] | BHD-STRIPL-2ft3CCT | 2ft | 10W/15W/24W | AC100-277Vac | 3.5/4/5k (Tunable) | 80 | 1300/1950/3120LM | 130lm/w | 0-10V | White/Metal/PVC | FALSE |  |  |  |  | FALSE |  | TRUE |  | FALSE |  | TRUE | Surface/Suspension/Continuous | TRUE |  |  | ETL DLC Premium | 75 days | https://drive.google.com/file/d/1KIAA4R1h68OPsnqewllPdU8l2Qu4B0jm/view?usp=drive_link |  | TBN | $11.92 (DDP) | $12.30 (DDP) |  | https://drive.google.com/file/d/12kBc5RnM-hegmKXhNcros0q9kACMNquy/view?usp=sharing
LED Linear Series | Strip Light | DM-ST2FT24WT-35G5K-[blank, EM, MS, ES] | BHD-STRIPL-2ft3CCT | 2ft | 10W/15W/24W | AC100-277Vac | 3.5/4/5k (Tunable) | 80 | 1300/1950/3120LM | 130lm/w | 0-10V | White/Metal/PVC | FALSE |  |  |  |  | TRUE | 9.8 | TRUE |  | FALSE |  | TRUE | Surface/Suspension/Continuous | FALSE |  |  | ETL DLC Premium | 75 days | https://drive.google.com/file/d/1KIAA4R1h68OPsnqewllPdU8l2Qu4B0jm/view?usp=drive_link |  | TBN | $11.92 (DDP) | $12.30 (DDP) |  | https://drive.google.com/file/d/12kBc5RnM-hegmKXhNcros0q9kACMNquy/view?usp=sharing
LED Linear Series | Strip Light | DM-ST2FT24WT-35G5K-[blank, EM, MS, ES] | BHD-STRIPL-2ft3CCT | 2ft | 10W/15W/24W | AC100-277Vac | 3.5/4/5k (Tunable) | 80 | 1300/1950/3120LM | 130lm/w | 0-10V | White/Metal/PVC | FALSE |  |  |  |  | TRUE | 9.8 | TRUE |  | FALSE |  | TRUE | Surface/Suspension/Continuous | TRUE |  |  | ETL DLC Premium | 75 days | https://drive.google.com/file/d/1KIAA4R1h68OPsnqewllPdU8l2Qu4B0jm/view?usp=drive_link |  | TBN | $11.92 (DDP) | $12.30 (DDP) |  | https://drive.google.com/file/d/12kBc5RnM-hegmKXhNcros0q9kACMNquy/view?usp=sharing
LED Linear Series | Strip Light | DM-ST2FT24WT-35G5K-[blank, EM, MS, ES] | BHD-STRIPL-2ft3CCT | 2ft | 10W/15W/24W | AC100-277Vac | 3.5/4/5k (Tunable) | 80 | 1300/1950/3120LM | 130lm/w | 0-10V | White/Metal/PVC | FALSE |  |  |  |  | FALSE |  | TRUE |  | TRUE | 13 | FALSE | Surface/Suspension/Continuous | FALSE |  |  | ETL DLC Premium | 75 days | https://drive.google.com/file/d/1KIAA4R1h68OPsnqewllPdU8l2Qu4B0jm/view?usp=drive_link |  | TBN | $11.92 (DDP) | $12.30 (DDP) |  | https://drive.google.com/file/d/12kBc5RnM-hegmKXhNcros0q9kACMNquy/view?usp=sharing
LED Linear Series | Strip Light | DM-ST2FT24WT-35G5K-[blank, EM, MS, ES] | BHD-STRIPL-2ft3CCT | 2ft | 10W/15W/24W | AC100-277Vac | 3.5/4/5k (Tunable) | 80 | 1300/1950/3120LM | 130lm/w | 0-10V | White/Metal/PVC | FALSE |  |  |  |  | FALSE |  | TRUE |  | TRUE | 13 | FALSE | Surface/Suspension/Continuous | TRUE |  |  | ETL DLC Premium | 75 days | https://drive.google.com/file/d/1KIAA4R1h68OPsnqewllPdU8l2Qu4B0jm/view?usp=drive_link |  | TBN | $11.92 (DDP) | $12.30 (DDP) |  | https://drive.google.com/file/d/12kBc5RnM-hegmKXhNcros0q9kACMNquy/view?usp=sharing
LED Linear Series | Strip Light | DM-ST2FT24WT-35G5K-[blank, EM, MS, ES] | BHD-STRIPL-2ft3CCT | 2ft | 10W/15W/24W | AC100-277Vac | 3.5/4/5k (Tunable) | 80 | 1300/1950/3120LM | 130lm/w | 0-10V | White/Metal/PVC | FALSE |  |  |  |  | TRUE | 9.8 | TRUE |  | TRUE | 13 | FALSE | Surface/Suspension/Continuous | FALSE |  |  | ETL DLC Premium | 75 days | https://drive.google.com/file/d/1KIAA4R1h68OPsnqewllPdU8l2Qu4B0jm/view?usp=drive_link |  | TBN | $11.92 (DDP) | $12.30 (DDP) |  | https://drive.google.com/file/d/12kBc5RnM-hegmKXhNcros0q9kACMNquy/view?usp=sharing
LED Linear Series | Strip Light | DM-ST2FT24WT-35G5K-[blank, EM, MS, ES] | BHD-STRIPL-2ft3CCT | 2ft | 10W/15W/24W | AC100-277Vac | 3.5/4/5k (Tunable) | 80 | 1300/1950/3120LM | 130lm/w | 0-10V | White/Metal/PVC | FALSE |  |  |  |  | TRUE | 9.8 | TRUE |  | TRUE | 13 | FALSE | Surface/Suspension/Continuous | TRUE |  |  | ETL DLC Premium | 75 days | https://drive.google.com/file/d/1KIAA4R1h68OPsnqewllPdU8l2Qu4B0jm/view?usp=drive_link |  | TBN | $11.92 (DDP) | $12.30 (DDP) |  | https://drive.google.com/file/d/12kBc5RnM-hegmKXhNcros0q9kACMNquy/view?usp=sharing
LED Linear Series | Strip Light | DM-ST2FT24WT-35G5K-[blank, EM, MS, ES] | BHD-STRIPL-2ft3CCT | 2ft | 10W/15W/24W | AC100-277Vac | 3.5/4/5k (Tunable) | 80 | 1300/1950/3120LM | 130lm/w | 0-10V | White/Metal/PVC | FALSE |  |  |  |  | FALSE |  | TRUE |  | TRUE | 13 | TRUE | Surface/Suspension/Continuous | FALSE |  |  | ETL DLC Premium | 75 days | https://drive.google.com/file/d/1KIAA4R1h68OPsnqewllPdU8l2Qu4B0jm/view?usp=drive_link |  | TBN | $11.92 (DDP) | $12.30 (DDP) |  | https://drive.google.com/file/d/12kBc5RnM-hegmKXhNcros0q9kACMNquy/view?usp=sharing
LED Linear Series | Strip Light | DM-ST2FT24WT-35G5K-[blank, EM, MS, ES] | BHD-STRIPL-2ft3CCT | 2ft | 10W/15W/24W | AC100-277Vac | 3.5/4/5k (Tunable) | 80 | 1300/1950/3120LM | 130lm/w | 0-10V | White/Metal/PVC | FALSE |  |  |  |  | FALSE |  | TRUE |  | TRUE | 13 | TRUE | Surface/Suspension/Continuous | TRUE |  |  | ETL DLC Premium | 75 days | https://drive.google.com/file/d/1KIAA4R1h68OPsnqewllPdU8l2Qu4B0jm/view?usp=drive_link |  | TBN | $11.92 (DDP) | $12.30 (DDP) |  | https://drive.google.com/file/d/12kBc5RnM-hegmKXhNcros0q9kACMNquy/view?usp=sharing
LED Linear Series | Strip Light | DM-ST2FT24WT-35G5K-[blank, EM, MS, ES] | BHD-STRIPL-2ft3CCT | 2ft | 10W/15W/24W | AC100-277Vac | 3.5/4/5k (Tunable) | 80 | 1300/1950/3120LM | 130lm/w | 0-10V | White/Metal/PVC | FALSE |  |  |  |  | TRUE | 9.8 | TRUE |  | TRUE | 13 | TRUE | Surface/Suspension/Continuous | FALSE |  |  | ETL DLC Premium | 75 days | https://drive.google.com/file/d/1KIAA4R1h68OPsnqewllPdU8l2Qu4B0jm/view?usp=drive_link |  | TBN | $11.92 (DDP) | $12.30 (DDP) |  | https://drive.google.com/file/d/12kBc5RnM-hegmKXhNcros0q9kACMNquy/view?usp=sharing
LED Linear Series | Strip Light | DM-ST2FT24WT-35G5K-[blank, EM, MS, ES] | BHD-STRIPL-2ft3CCT | 2ft | 10W/15W/24W | AC100-277Vac | 3.5/4/5k (Tunable) | 80 | 1300/1950/3120LM | 130lm/w | 0-10V | White/Metal/PVC | FALSE |  |  |  |  | TRUE | 9.8 | TRUE |  | TRUE | 13 | TRUE | Surface/Suspension/Continuous | TRUE |  |  | ETL DLC Premium | 75 days | https://drive.google.com/file/d/1KIAA4R1h68OPsnqewllPdU8l2Qu4B0jm/view?usp=drive_link |  | TBN | $11.92 (DDP) | $12.30 (DDP) |  | https://drive.google.com/file/d/12kBc5RnM-hegmKXhNcros0q9kACMNquy/view?usp=sharing
LED Linear Series | Strip Light | DM-ST2FT24WT-35G5K-[blank, EM, MS, ES] | BHD-STRIPL-2ft3CCT | 2ft | 10W/15W/24W | AC100-277Vac | 3.5/4/5k (Tunable) | 80 | 1300/1950/3120LM | 130lm/w | 0-10V | White/Metal/PVC | TRUE | TRUE |  | TRUE | 4.3 | FALSE |  | FALSE |  | FALSE |  | FALSE | Surface/Suspension/Continuous | FALSE |  |  | ETL DLC Premium | 75 days | https://drive.google.com/file/d/1KIAA4R1h68OPsnqewllPdU8l2Qu4B0jm/view?usp=drive_link |  | TBN | $11.92 (DDP) | $12.30 (DDP) |  | https://drive.google.com/file/d/12kBc5RnM-hegmKXhNcros0q9kACMNquy/view?usp=sharing
LED Linear Series | Strip Light | DM-ST2FT24WT-35G5K-[blank, EM, MS, ES] | BHD-STRIPL-2ft3CCT | 2ft | 10W/15W/24W | AC100-277Vac | 3.5/4/5k (Tunable) | 80 | 1300/1950/3120LM | 130lm/w | 0-10V | White/Metal/PVC | TRUE | TRUE |  | TRUE | 4.3 | FALSE |  | FALSE |  | FALSE |  | FALSE | Surface/Suspension/Continuous | TRUE |  |  | ETL DLC Premium | 75 days | https://drive.google.com/file/d/1KIAA4R1h68OPsnqewllPdU8l2Qu4B0jm/view?usp=drive_link |  | TBN | $11.92 (DDP) | $12.30 (DDP) |  | https://drive.google.com/file/d/12kBc5RnM-hegmKXhNcros0q9kACMNquy/view?usp=sharing
LED Linear Series | Strip Light | DM-ST2FT24WT-35G5K-[blank, EM, MS, ES] | BHD-STRIPL-2ft3CCT | 2ft | 10W/15W/24W | AC100-277Vac | 3.5/4/5k (Tunable) | 80 | 1300/1950/3120LM | 130lm/w | 0-10V | White/Metal/PVC | TRUE | TRUE |  | TRUE | 4.3 | TRUE | 9.8 | FALSE |  | FALSE |  | FALSE | Surface/Suspension/Continuous | FALSE |  |  | ETL DLC Premium | 75 days | https://drive.google.com/file/d/1KIAA4R1h68OPsnqewllPdU8l2Qu4B0jm/view?usp=drive_link |  | TBN | $11.92 (DDP) | $12.30 (DDP) |  | https://drive.google.com/file/d/12kBc5RnM-hegmKXhNcros0q9kACMNquy/view?usp=sharing
LED Linear Series | Strip Light | DM-ST2FT24WT-35G5K-[blank, EM, MS, ES] | BHD-STRIPL-2ft3CCT | 2ft | 10W/15W/24W | AC100-277Vac | 3.5/4/5k (Tunable) | 80 | 1300/1950/3120LM | 130lm/w | 0-10V | White/Metal/PVC | TRUE | TRUE |  | TRUE | 4.3 | TRUE | 9.8 | FALSE |  | FALSE |  | FALSE | Surface/Suspension/Continuous | TRUE |  |  | ETL DLC Premium | 75 days | https://drive.google.com/file/d/1KIAA4R1h68OPsnqewllPdU8l2Qu4B0jm/view?usp=drive_link |  | TBN | $11.92 (DDP) | $12.30 (DDP) |  | https://drive.google.com/file/d/12kBc5RnM-hegmKXhNcros0q9kACMNquy/view?usp=sharing
LED Linear Series | Strip Light | DM-ST2FT24WT-35G5K-[blank, EM, MS, ES] | BHD-STRIPL-2ft3CCT | 2ft | 10W/15W/24W | AC100-277Vac | 3.5/4/5k (Tunable) | 80 | 1300/1950/3120LM | 130lm/w | 0-10V | White/Metal/PVC | TRUE | TRUE |  | TRUE | 4.3 | FALSE |  | FALSE |  | FALSE |  | TRUE | Surface/Suspension/Continuous | FALSE |  |  | ETL DLC Premium | 75 days | https://drive.google.com/file/d/1KIAA4R1h68OPsnqewllPdU8l2Qu4B0jm/view?usp=drive_link |  | TBN | $11.92 (DDP) | $12.30 (DDP) |  | https://drive.google.com/file/d/12kBc5RnM-hegmKXhNcros0q9kACMNquy/view?usp=sharing
LED Linear Series | Strip Light | DM-ST2FT24WT-35G5K-[blank, EM, MS, ES] | BHD-STRIPL-2ft3CCT | 2ft | 10W/15W/24W | AC100-277Vac | 3.5/4/5k (Tunable) | 80 | 1300/1950/3120LM | 130lm/w | 0-10V | White/Metal/PVC | TRUE | TRUE |  | TRUE | 4.3 | FALSE |  | FALSE |  | FALSE |  | TRUE | Surface/Suspension/Continuous | TRUE |  |  | ETL DLC Premium | 75 days | https://drive.google.com/file/d/1KIAA4R1h68OPsnqewllPdU8l2Qu4B0jm/view?usp=drive_link |  | TBN | $11.92 (DDP) | $12.30 (DDP) |  | https://drive.google.com/file/d/12kBc5RnM-hegmKXhNcros0q9kACMNquy/view?usp=sharing
LED Linear Series | Strip Light | DM-ST2FT24WT-35G5K-[blank, EM, MS, ES] | BHD-STRIPL-2ft3CCT | 2ft | 10W/15W/24W | AC100-277Vac | 3.5/4/5k (Tunable) | 80 | 1300/1950/3120LM | 130lm/w | 0-10V | White/Metal/PVC | TRUE | TRUE |  | TRUE | 4.3 | TRUE | 9.8 | FALSE |  | FALSE |  | TRUE | Surface/Suspension/Continuous | FALSE |  |  | ETL DLC Premium | 75 days | https://drive.google.com/file/d/1KIAA4R1h68OPsnqewllPdU8l2Qu4B0jm/view?usp=drive_link |  | TBN | $11.92 (DDP) | $12.30 (DDP) |  | https://drive.google.com/file/d/12kBc5RnM-hegmKXhNcros0q9kACMNquy/view?usp=sharing
LED Linear Series | Strip Light | DM-ST2FT24WT-35G5K-[blank, EM, MS, ES] | BHD-STRIPL-2ft3CCT | 2ft | 10W/15W/24W | AC100-277Vac | 3.5/4/5k (Tunable) | 80 | 1300/1950/3120LM | 130lm/w | 0-10V | White/Metal/PVC | TRUE | TRUE |  | TRUE | 4.3 | TRUE | 9.8 | FALSE |  | FALSE |  | TRUE | Surface/Suspension/Continuous | TRUE |  |  | ETL DLC Premium | 75 days | https://drive.google.com/file/d/1KIAA4R1h68OPsnqewllPdU8l2Qu4B0jm/view?usp=drive_link |  | TBN | $11.92 (DDP) | $12.30 (DDP) |  | https://drive.google.com/file/d/12kBc5RnM-hegmKXhNcros0q9kACMNquy/view?usp=sharing
LED Linear Series | Strip Light | DM-ST2FT24WT-35G5K-[blank, EM, MS, ES] | BHD-STRIPL-2ft3CCT | 2ft | 10W/15W/24W | AC100-277Vac | 3.5/4/5k (Tunable) | 80 | 1300/1950/3120LM | 130lm/w | 0-10V | White/Metal/PVC | TRUE | TRUE |  | TRUE | 4.3 | FALSE |  | FALSE |  | TRUE | 13 | FALSE | Surface/Suspension/Continuous | FALSE |  |  | ETL DLC Premium | 75 days | https://drive.google.com/file/d/1KIAA4R1h68OPsnqewllPdU8l2Qu4B0jm/view?usp=drive_link |  | TBN | $11.92 (DDP) | $12.30 (DDP) |  | https://drive.google.com/file/d/12kBc5RnM-hegmKXhNcros0q9kACMNquy/view?usp=sharing
LED Linear Series | Strip Light | DM-ST2FT24WT-35G5K-[blank, EM, MS, ES] | BHD-STRIPL-2ft3CCT | 2ft | 10W/15W/24W | AC100-277Vac | 3.5/4/5k (Tunable) | 80 | 1300/1950/3120LM | 130lm/w | 0-10V | White/Metal/PVC | TRUE | TRUE |  | TRUE | 4.3 | FALSE |  | FALSE |  | TRUE | 13 | FALSE | Surface/Suspension/Continuous | TRUE |  |  | ETL DLC Premium | 75 days | https://drive.google.com/file/d/1KIAA4R1h68OPsnqewllPdU8l2Qu4B0jm/view?usp=drive_link |  | TBN | $11.92 (DDP) | $12.30 (DDP) |  | https://drive.google.com/file/d/12kBc5RnM-hegmKXhNcros0q9kACMNquy/view?usp=sharing
LED Linear Series | Strip Light | DM-ST2FT24WT-35G5K-[blank, EM, MS, ES] | BHD-STRIPL-2ft3CCT | 2ft | 10W/15W/24W | AC100-277Vac | 3.5/4/5k (Tunable) | 80 | 1300/1950/3120LM | 130lm/w | 0-10V | White/Metal/PVC | TRUE | TRUE |  | TRUE | 4.3 | TRUE | 9.8 | FALSE |  | TRUE | 13 | FALSE | Surface/Suspension/Continuous | FALSE |  |  | ETL DLC Premium | 75 days | https://drive.google.com/file/d/1KIAA4R1h68OPsnqewllPdU8l2Qu4B0jm/view?usp=drive_link |  | TBN | $11.92 (DDP) | $12.30 (DDP) |  | https://drive.google.com/file/d/12kBc5RnM-hegmKXhNcros0q9kACMNquy/view?usp=sharing
LED Linear Series | Strip Light | DM-ST2FT24WT-35G5K-[blank, EM, MS, ES] | BHD-STRIPL-2ft3CCT | 2ft | 10W/15W/24W | AC100-277Vac | 3.5/4/5k (Tunable) | 80 | 1300/1950/3120LM | 130lm/w | 0-10V | White/Metal/PVC | TRUE | TRUE |  | TRUE | 4.3 | TRUE | 9.8 | FALSE |  | TRUE | 13 | FALSE | Surface/Suspension/Continuous | TRUE |  |  | ETL DLC Premium | 75 days | https://drive.google.com/file/d/1KIAA4R1h68OPsnqewllPdU8l2Qu4B0jm/view?usp=drive_link |  | TBN | $11.92 (DDP) | $12.30 (DDP) |  | https://drive.google.com/file/d/12kBc5RnM-hegmKXhNcros0q9kACMNquy/view?usp=sharing
LED Linear Series | Strip Light | DM-ST2FT24WT-35G5K-[blank, EM, MS, ES] | BHD-STRIPL-2ft3CCT | 2ft | 10W/15W/24W | AC100-277Vac | 3.5/4/5k (Tunable) | 80 | 1300/1950/3120LM | 130lm/w | 0-10V | White/Metal/PVC | TRUE | TRUE |  | TRUE | 4.3 | FALSE |  | FALSE |  | TRUE | 13 | TRUE | Surface/Suspension/Continuous | FALSE |  |  | ETL DLC Premium | 75 days | https://drive.google.com/file/d/1KIAA4R1h68OPsnqewllPdU8l2Qu4B0jm/view?usp=drive_link |  | TBN | $11.92 (DDP) | $12.30 (DDP) |  | https://drive.google.com/file/d/12kBc5RnM-hegmKXhNcros0q9kACMNquy/view?usp=sharing
LED Linear Series | Strip Light | DM-ST2FT24WT-35G5K-[blank, EM, MS, ES] | BHD-STRIPL-2ft3CCT | 2ft | 10W/15W/24W | AC100-277Vac | 3.5/4/5k (Tunable) | 80 | 1300/1950/3120LM | 130lm/w | 0-10V | White/Metal/PVC | TRUE | TRUE |  | TRUE | 4.3 | FALSE |  | FALSE |  | TRUE | 13 | TRUE | Surface/Suspension/Continuous | TRUE |  |  | ETL DLC Premium | 75 days | https://drive.google.com/file/d/1KIAA4R1h68OPsnqewllPdU8l2Qu4B0jm/view?usp=drive_link |  | TBN | $11.92 (DDP) | $12.30 (DDP) |  | https://drive.google.com/file/d/12kBc5RnM-hegmKXhNcros0q9kACMNquy/view?usp=sharing
LED Linear Series | Strip Light | DM-ST2FT24WT-35G5K-[blank, EM, MS, ES] | BHD-STRIPL-2ft3CCT | 2ft | 10W/15W/24W | AC100-277Vac | 3.5/4/5k (Tunable) | 80 | 1300/1950/3120LM | 130lm/w | 0-10V | White/Metal/PVC | TRUE | TRUE |  | TRUE | 4.3 | TRUE | 9.8 | FALSE |  | TRUE | 13 | TRUE | Surface/Suspension/Continuous | FALSE |  |  | ETL DLC Premium | 75 days | https://drive.google.com/file/d/1KIAA4R1h68OPsnqewllPdU8l2Qu4B0jm/view?usp=drive_link |  | TBN | $11.92 (DDP) | $12.30 (DDP) |  | https://drive.google.com/file/d/12kBc5RnM-hegmKXhNcros0q9kACMNquy/view?usp=sharing
LED Linear Series | Strip Light | DM-ST2FT24WT-35G5K-[blank, EM, MS, ES] | BHD-STRIPL-2ft3CCT | 2ft | 10W/15W/24W | AC100-277Vac | 3.5/4/5k (Tunable) | 80 | 1300/1950/3120LM | 130lm/w | 0-10V | White/Metal/PVC | TRUE | TRUE |  | TRUE | 4.3 | TRUE | 9.8 | FALSE |  | TRUE | 13 | TRUE | Surface/Suspension/Continuous | TRUE |  |  | ETL DLC Premium | 75 days | https://drive.google.com/file/d/1KIAA4R1h68OPsnqewllPdU8l2Qu4B0jm/view?usp=drive_link |  | TBN | $11.92 (DDP) | $12.30 (DDP) |  | https://drive.google.com/file/d/12kBc5RnM-hegmKXhNcros0q9kACMNquy/view?usp=sharing
LED Linear Series | Strip Light | DM-ST2FT24WT-35G5K-[blank, EM, MS, ES] | BHD-STRIPL-2ft3CCT | 2ft | 10W/15W/24W | AC100-277Vac | 3.5/4/5k (Tunable) | 80 | 1300/1950/3120LM | 130lm/w | 0-10V | White/Metal/PVC | TRUE | TRUE |  | TRUE | 4.3 | FALSE |  | TRUE |  | FALSE |  | FALSE | Surface/Suspension/Continuous | FALSE |  |  | ETL DLC Premium | 75 days | https://drive.google.com/file/d/1KIAA4R1h68OPsnqewllPdU8l2Qu4B0jm/view?usp=drive_link |  | TBN | $11.92 (DDP) | $12.30 (DDP) |  | https://drive.google.com/file/d/12kBc5RnM-hegmKXhNcros0q9kACMNquy/view?usp=sharing
LED Linear Series | Strip Light | DM-ST2FT24WT-35G5K-[blank, EM, MS, ES] | BHD-STRIPL-2ft3CCT | 2ft | 10W/15W/24W | AC100-277Vac | 3.5/4/5k (Tunable) | 80 | 1300/1950/3120LM | 130lm/w | 0-10V | White/Metal/PVC | TRUE | TRUE |  | TRUE | 4.3 | FALSE |  | TRUE |  | FALSE |  | FALSE | Surface/Suspension/Continuous | TRUE |  |  | ETL DLC Premium | 75 days | https://drive.google.com/file/d/1KIAA4R1h68OPsnqewllPdU8l2Qu4B0jm/view?usp=drive_link |  | TBN | $11.92 (DDP) | $12.30 (DDP) |  | https://drive.google.com/file/d/12kBc5RnM-hegmKXhNcros0q9kACMNquy/view?usp=sharing
LED Linear Series | Strip Light | DM-ST2FT24WT-35G5K-[blank, EM, MS, ES] | BHD-STRIPL-2ft3CCT | 2ft | 10W/15W/24W | AC100-277Vac | 3.5/4/5k (Tunable) | 80 | 1300/1950/3120LM | 130lm/w | 0-10V | White/Metal/PVC | TRUE | TRUE |  | TRUE | 4.3 | TRUE | 9.8 | TRUE |  | FALSE |  | FALSE | Surface/Suspension/Continuous | FALSE |  |  | ETL DLC Premium | 75 days | https://drive.google.com/file/d/1KIAA4R1h68OPsnqewllPdU8l2Qu4B0jm/view?usp=drive_link |  | TBN | $11.92 (DDP) | $12.30 (DDP) |  | https://drive.google.com/file/d/12kBc5RnM-hegmKXhNcros0q9kACMNquy/view?usp=sharing
LED Linear Series | Strip Light | DM-ST2FT24WT-35G5K-[blank, EM, MS, ES] | BHD-STRIPL-2ft3CCT | 2ft | 10W/15W/24W | AC100-277Vac | 3.5/4/5k (Tunable) | 80 | 1300/1950/3120LM | 130lm/w | 0-10V | White/Metal/PVC | TRUE | TRUE |  | TRUE | 4.3 | TRUE | 9.8 | TRUE |  | FALSE |  | FALSE | Surface/Suspension/Continuous | TRUE |  |  | ETL DLC Premium | 75 days | https://drive.google.com/file/d/1KIAA4R1h68OPsnqewllPdU8l2Qu4B0jm/view?usp=drive_link |  | TBN | $11.92 (DDP) | $12.30 (DDP) |  | https://drive.google.com/file/d/12kBc5RnM-hegmKXhNcros0q9kACMNquy/view?usp=sharing
LED Linear Series | Strip Light | DM-ST2FT24WT-35G5K-[blank, EM, MS, ES] | BHD-STRIPL-2ft3CCT | 2ft | 10W/15W/24W | AC100-277Vac | 3.5/4/5k (Tunable) | 80 | 1300/1950/3120LM | 130lm/w | 0-10V | White/Metal/PVC | TRUE | TRUE |  | TRUE | 4.3 | FALSE |  | TRUE |  | FALSE |  | TRUE | Surface/Suspension/Continuous | FALSE |  |  | ETL DLC Premium | 75 days | https://drive.google.com/file/d/1KIAA4R1h68OPsnqewllPdU8l2Qu4B0jm/view?usp=drive_link |  | TBN | $11.92 (DDP) | $12.30 (DDP) |  | https://drive.google.com/file/d/12kBc5RnM-hegmKXhNcros0q9kACMNquy/view?usp=sharing
LED Linear Series | Strip Light | DM-ST2FT24WT-35G5K-[blank, EM, MS, ES] | BHD-STRIPL-2ft3CCT | 2ft | 10W/15W/24W | AC100-277Vac | 3.5/4/5k (Tunable) | 80 | 1300/1950/3120LM | 130lm/w | 0-10V | White/Metal/PVC | TRUE | TRUE |  | TRUE | 4.3 | FALSE |  | TRUE |  | FALSE |  | TRUE | Surface/Suspension/Continuous | TRUE |  |  | ETL DLC Premium | 75 days | https://drive.google.com/file/d/1KIAA4R1h68OPsnqewllPdU8l2Qu4B0jm/view?usp=drive_link |  | TBN | $11.92 (DDP) | $12.30 (DDP) |  | https://drive.google.com/file/d/12kBc5RnM-hegmKXhNcros0q9kACMNquy/view?usp=sharing
LED Linear Series | Strip Light | DM-ST2FT24WT-35G5K-[blank, EM, MS, ES] | BHD-STRIPL-2ft3CCT | 2ft | 10W/15W/24W | AC100-277Vac | 3.5/4/5k (Tunable) | 80 | 1300/1950/3120LM | 130lm/w | 0-10V | White/Metal/PVC | TRUE | TRUE |  | TRUE | 4.3 | TRUE | 9.8 | TRUE |  | FALSE |  | TRUE | Surface/Suspension/Continuous | FALSE |  |  | ETL DLC Premium | 75 days | https://drive.google.com/file/d/1KIAA4R1h68OPsnqewllPdU8l2Qu4B0jm/view?usp=drive_link |  | TBN | $11.92 (DDP) | $12.30 (DDP) |  | https://drive.google.com/file/d/12kBc5RnM-hegmKXhNcros0q9kACMNquy/view?usp=sharing
LED Linear Series | Strip Light | DM-ST2FT24WT-35G5K-[blank, EM, MS, ES] | BHD-STRIPL-2ft3CCT | 2ft | 10W/15W/24W | AC100-277Vac | 3.5/4/5k (Tunable) | 80 | 1300/1950/3120LM | 130lm/w | 0-10V | White/Metal/PVC | TRUE | TRUE |  | TRUE | 4.3 | TRUE | 9.8 | TRUE |  | FALSE |  | TRUE | Surface/Suspension/Continuous | TRUE |  |  | ETL DLC Premium | 75 days | https://drive.google.com/file/d/1KIAA4R1h68OPsnqewllPdU8l2Qu4B0jm/view?usp=drive_link |  | TBN | $11.92 (DDP) | $12.30 (DDP) |  | https://drive.google.com/file/d/12kBc5RnM-hegmKXhNcros0q9kACMNquy/view?usp=sharing
LED Linear Series | Strip Light | DM-ST2FT24WT-35G5K-[blank, EM, MS, ES] | BHD-STRIPL-2ft3CCT | 2ft | 10W/15W/24W | AC100-277Vac | 3.5/4/5k (Tunable) | 80 | 1300/1950/3120LM | 130lm/w | 0-10V | White/Metal/PVC | TRUE | TRUE |  | TRUE | 4.3 | FALSE |  | TRUE |  | TRUE | 13 | FALSE | Surface/Suspension/Continuous | FALSE |  |  | ETL DLC Premium | 75 days | https://drive.google.com/file/d/1KIAA4R1h68OPsnqewllPdU8l2Qu4B0jm/view?usp=drive_link |  | TBN | $11.92 (DDP) | $12.30 (DDP) |  | https://drive.google.com/file/d/12kBc5RnM-hegmKXhNcros0q9kACMNquy/view?usp=sharing
LED Linear Series | Strip Light | DM-ST2FT24WT-35G5K-[blank, EM, MS, ES] | BHD-STRIPL-2ft3CCT | 2ft | 10W/15W/24W | AC100-277Vac | 3.5/4/5k (Tunable) | 80 | 1300/1950/3120LM | 130lm/w | 0-10V | White/Metal/PVC | TRUE | TRUE |  | TRUE | 4.3 | FALSE |  | TRUE |  | TRUE | 13 | FALSE | Surface/Suspension/Continuous | TRUE |  |  | ETL DLC Premium | 75 days | https://drive.google.com/file/d/1KIAA4R1h68OPsnqewllPdU8l2Qu4B0jm/view?usp=drive_link |  | TBN | $11.92 (DDP) | $12.30 (DDP) |  | https://drive.google.com/file/d/12kBc5RnM-hegmKXhNcros0q9kACMNquy/view?usp=sharing
LED Linear Series | Strip Light | DM-ST2FT24WT-35G5K-[blank, EM, MS, ES] | BHD-STRIPL-2ft3CCT | 2ft | 10W/15W/24W | AC100-277Vac | 3.5/4/5k (Tunable) | 80 | 1300/1950/3120LM | 130lm/w | 0-10V | White/Metal/PVC | TRUE | TRUE |  | TRUE | 4.3 | TRUE | 9.8 | TRUE |  | TRUE | 13 | FALSE | Surface/Suspension/Continuous | FALSE |  |  | ETL DLC Premium | 75 days | https://drive.google.com/file/d/1KIAA4R1h68OPsnqewllPdU8l2Qu4B0jm/view?usp=drive_link |  | TBN | $11.92 (DDP) | $12.30 (DDP) |  | https://drive.google.com/file/d/12kBc5RnM-hegmKXhNcros0q9kACMNquy/view?usp=sharing
LED Linear Series | Strip Light | DM-ST2FT24WT-35G5K-[blank, EM, MS, ES] | BHD-STRIPL-2ft3CCT | 2ft | 10W/15W/24W | AC100-277Vac | 3.5/4/5k (Tunable) | 80 | 1300/1950/3120LM | 130lm/w | 0-10V | White/Metal/PVC | TRUE | TRUE |  | TRUE | 4.3 | TRUE | 9.8 | TRUE |  | TRUE | 13 | FALSE | Surface/Suspension/Continuous | TRUE |  |  | ETL DLC Premium | 75 days | https://drive.google.com/file/d/1KIAA4R1h68OPsnqewllPdU8l2Qu4B0jm/view?usp=drive_link |  | TBN | $11.92 (DDP) | $12.30 (DDP) |  | https://drive.google.com/file/d/12kBc5RnM-hegmKXhNcros0q9kACMNquy/view?usp=sharing
LED Linear Series | Strip Light | DM-ST2FT24WT-35G5K-[blank, EM, MS, ES] | BHD-STRIPL-2ft3CCT | 2ft | 10W/15W/24W | AC100-277Vac | 3.5/4/5k (Tunable) | 80 | 1300/1950/3120LM | 130lm/w | 0-10V | White/Metal/PVC | TRUE | TRUE |  | TRUE | 4.3 | FALSE |  | TRUE |  | TRUE | 13 | TRUE | Surface/Suspension/Continuous | FALSE |  |  | ETL DLC Premium | 75 days | https://drive.google.com/file/d/1KIAA4R1h68OPsnqewllPdU8l2Qu4B0jm/view?usp=drive_link |  | TBN | $11.92 (DDP) | $12.30 (DDP) |  | https://drive.google.com/file/d/12kBc5RnM-hegmKXhNcros0q9kACMNquy/view?usp=sharing
LED Linear Series | Strip Light | DM-ST2FT24WT-35G5K-[blank, EM, MS, ES] | BHD-STRIPL-2ft3CCT | 2ft | 10W/15W/24W | AC100-277Vac | 3.5/4/5k (Tunable) | 80 | 1300/1950/3120LM | 130lm/w | 0-10V | White/Metal/PVC | TRUE | TRUE |  | TRUE | 4.3 | FALSE |  | TRUE |  | TRUE | 13 | TRUE | Surface/Suspension/Continuous | TRUE |  |  | ETL DLC Premium | 75 days | https://drive.google.com/file/d/1KIAA4R1h68OPsnqewllPdU8l2Qu4B0jm/view?usp=drive_link |  | TBN | $11.92 (DDP) | $12.30 (DDP) |  | https://drive.google.com/file/d/12kBc5RnM-hegmKXhNcros0q9kACMNquy/view?usp=sharing
LED Linear Series | Strip Light | DM-ST2FT24WT-35G5K-[blank, EM, MS, ES] | BHD-STRIPL-2ft3CCT | 2ft | 10W/15W/24W | AC100-277Vac | 3.5/4/5k (Tunable) | 80 | 1300/1950/3120LM | 130lm/w | 0-10V | White/Metal/PVC | TRUE | TRUE |  | TRUE | 4.3 | TRUE | 9.8 | TRUE |  | TRUE | 13 | TRUE | Surface/Suspension/Continuous | FALSE |  |  | ETL DLC Premium | 75 days | https://drive.google.com/file/d/1KIAA4R1h68OPsnqewllPdU8l2Qu4B0jm/view?usp=drive_link |  | TBN | $11.92 (DDP) | $12.30 (DDP) |  | https://drive.google.com/file/d/12kBc5RnM-hegmKXhNcros0q9kACMNquy/view?usp=sharing
LED Linear Series | Strip Light | DM-ST2FT24WT-35G5K-[blank, EM, MS, ES] | BHD-STRIPL-2ft3CCT | 2ft | 10W/15W/24W | AC100-277Vac | 3.5/4/5k (Tunable) | 80 | 1300/1950/3120LM | 130lm/w | 0-10V | White/Metal/PVC | TRUE | TRUE |  | TRUE | 4.3 | TRUE | 9.8 | TRUE |  | TRUE | 13 | TRUE | Surface/Suspension/Continuous | TRUE |  |  | ETL DLC Premium | 75 days | https://drive.google.com/file/d/1KIAA4R1h68OPsnqewllPdU8l2Qu4B0jm/view?usp=drive_link |  | TBN | $11.92 (DDP) | $12.30 (DDP) |  | https://drive.google.com/file/d/12kBc5RnM-hegmKXhNcros0q9kACMNquy/view?usp=sharing
LED Linear Series | Strip Light | DM-ST4FT40WT-35G5K-[blank, EM, MS, ES] | BHD-STRIPL-4ft3CCT | 4ft | 24W/32W/40W | AC100-277Vac | 3.5/4/5k (Tunable) | 80 | 3120/4160/5200LM | 130lm/w | 0-10V | White/Metal/PVC | FALSE |  |  |  |  | FALSE |  | FALSE |  | FALSE |  | FALSE | Surface/Suspension/Continuous | FALSE |  |  | ETL DLC | 75 days | https://drive.google.com/file/d/1KIAA4R1h68OPsnqewllPdU8l2Qu4B0jm/view?usp=drive_link |  | TBN | $15.96 (DDP) | $16.10 (DDP) |  | https://drive.google.com/file/d/12kBc5RnM-hegmKXhNcros0q9kACMNquy/view?usp=sharing
LED Linear Series | Strip Light | DM-ST4FT40WT-35G5K-[blank, EM, MS, ES] | BHD-STRIPL-4ft3CCT | 4ft | 24W/32W/40W | AC100-277Vac | 3.5/4/5k (Tunable) | 80 | 3120/4160/5200LM | 130lm/w | 0-10V | White/Metal/PVC | FALSE |  |  |  |  | FALSE |  | FALSE |  | FALSE |  | FALSE | Surface/Suspension/Continuous | TRUE |  |  | ETL DLC | 75 days | https://drive.google.com/file/d/1KIAA4R1h68OPsnqewllPdU8l2Qu4B0jm/view?usp=drive_link |  | TBN | $15.96 (DDP) | $16.10 (DDP) |  | https://drive.google.com/file/d/12kBc5RnM-hegmKXhNcros0q9kACMNquy/view?usp=sharing
LED Linear Series | Strip Light | DM-ST4FT40WT-35G5K-[blank, EM, MS, ES] | BHD-STRIPL-4ft3CCT | 4ft | 24W/32W/40W | AC100-277Vac | 3.5/4/5k (Tunable) | 80 | 3120/4160/5200LM | 130lm/w | 0-10V | White/Metal/PVC | FALSE |  |  |  |  | TRUE | 9.8 | FALSE |  | FALSE |  | FALSE | Surface/Suspension/Continuous | FALSE |  |  | ETL DLC | 75 days | https://drive.google.com/file/d/1KIAA4R1h68OPsnqewllPdU8l2Qu4B0jm/view?usp=drive_link |  | TBN | $15.96 (DDP) | $16.10 (DDP) |  | https://drive.google.com/file/d/12kBc5RnM-hegmKXhNcros0q9kACMNquy/view?usp=sharing
LED Linear Series | Strip Light | DM-ST4FT40WT-35G5K-[blank, EM, MS, ES] | BHD-STRIPL-4ft3CCT | 4ft | 24W/32W/40W | AC100-277Vac | 3.5/4/5k (Tunable) | 80 | 3120/4160/5200LM | 130lm/w | 0-10V | White/Metal/PVC | FALSE |  |  |  |  | TRUE | 9.8 | FALSE |  | FALSE |  | FALSE | Surface/Suspension/Continuous | TRUE |  |  | ETL DLC | 75 days | https://drive.google.com/file/d/1KIAA4R1h68OPsnqewllPdU8l2Qu4B0jm/view?usp=drive_link |  | TBN | $15.96 (DDP) | $16.10 (DDP) |  | https://drive.google.com/file/d/12kBc5RnM-hegmKXhNcros0q9kACMNquy/view?usp=sharing
LED Linear Series | Strip Light | DM-ST4FT40WT-35G5K-[blank, EM, MS, ES] | BHD-STRIPL-4ft3CCT | 4ft | 24W/32W/40W | AC100-277Vac | 3.5/4/5k (Tunable) | 80 | 3120/4160/5200LM | 130lm/w | 0-10V | White/Metal/PVC | FALSE |  |  |  |  | FALSE |  | FALSE |  | FALSE |  | TRUE | Surface/Suspension/Continuous | FALSE |  |  | ETL DLC | 75 days | https://drive.google.com/file/d/1KIAA4R1h68OPsnqewllPdU8l2Qu4B0jm/view?usp=drive_link |  | TBN | $15.96 (DDP) | $16.10 (DDP) |  | https://drive.google.com/file/d/12kBc5RnM-hegmKXhNcros0q9kACMNquy/view?usp=sharing
LED Linear Series | Strip Light | DM-ST4FT40WT-35G5K-[blank, EM, MS, ES] | BHD-STRIPL-4ft3CCT | 4ft | 24W/32W/40W | AC100-277Vac | 3.5/4/5k (Tunable) | 80 | 3120/4160/5200LM | 130lm/w | 0-10V | White/Metal/PVC | FALSE |  |  |  |  | FALSE |  | FALSE |  | FALSE |  | TRUE | Surface/Suspension/Continuous | TRUE |  |  | ETL DLC | 75 days | https://drive.google.com/file/d/1KIAA4R1h68OPsnqewllPdU8l2Qu4B0jm/view?usp=drive_link |  | TBN | $15.96 (DDP) | $16.10 (DDP) |  | https://drive.google.com/file/d/12kBc5RnM-hegmKXhNcros0q9kACMNquy/view?usp=sharing
LED Linear Series | Strip Light | DM-ST4FT40WT-35G5K-[blank, EM, MS, ES] | BHD-STRIPL-4ft3CCT | 4ft | 24W/32W/40W | AC100-277Vac | 3.5/4/5k (Tunable) | 80 | 3120/4160/5200LM | 130lm/w | 0-10V | White/Metal/PVC | FALSE |  |  |  |  | TRUE | 9.8 | FALSE |  | FALSE |  | TRUE | Surface/Suspension/Continuous | FALSE |  |  | ETL DLC | 75 days | https://drive.google.com/file/d/1KIAA4R1h68OPsnqewllPdU8l2Qu4B0jm/view?usp=drive_link |  | TBN | $15.96 (DDP) | $16.10 (DDP) |  | https://drive.google.com/file/d/12kBc5RnM-hegmKXhNcros0q9kACMNquy/view?usp=sharing
LED Linear Series | Strip Light | DM-ST4FT40WT-35G5K-[blank, EM, MS, ES] | BHD-STRIPL-4ft3CCT | 4ft | 24W/32W/40W | AC100-277Vac | 3.5/4/5k (Tunable) | 80 | 3120/4160/5200LM | 130lm/w | 0-10V | White/Metal/PVC | FALSE |  |  |  |  | TRUE | 9.8 | FALSE |  | FALSE |  | TRUE | Surface/Suspension/Continuous | TRUE |  |  | ETL DLC | 75 days | https://drive.google.com/file/d/1KIAA4R1h68OPsnqewllPdU8l2Qu4B0jm/view?usp=drive_link |  | TBN | $15.96 (DDP) | $16.10 (DDP) |  | https://drive.google.com/file/d/12kBc5RnM-hegmKXhNcros0q9kACMNquy/view?usp=sharing
LED Linear Series | Strip Light | DM-ST4FT40WT-35G5K-[blank, EM, MS, ES] | BHD-STRIPL-4ft3CCT | 4ft | 24W/32W/40W | AC100-277Vac | 3.5/4/5k (Tunable) | 80 | 3120/4160/5200LM | 130lm/w | 0-10V | White/Metal/PVC | FALSE |  |  |  |  | FALSE |  | FALSE |  | TRUE | 15 | FALSE | Surface/Suspension/Continuous | FALSE |  |  | ETL DLC | 75 days | https://drive.google.com/file/d/1KIAA4R1h68OPsnqewllPdU8l2Qu4B0jm/view?usp=drive_link |  | TBN | $15.96 (DDP) | $16.10 (DDP) |  | https://drive.google.com/file/d/12kBc5RnM-hegmKXhNcros0q9kACMNquy/view?usp=sharing
LED Linear Series | Strip Light | DM-ST4FT40WT-35G5K-[blank, EM, MS, ES] | BHD-STRIPL-4ft3CCT | 4ft | 24W/32W/40W | AC100-277Vac | 3.5/4/5k (Tunable) | 80 | 3120/4160/5200LM | 130lm/w | 0-10V | White/Metal/PVC | FALSE |  |  |  |  | FALSE |  | FALSE |  | TRUE | 15 | FALSE | Surface/Suspension/Continuous | TRUE |  |  | ETL DLC | 75 days | https://drive.google.com/file/d/1KIAA4R1h68OPsnqewllPdU8l2Qu4B0jm/view?usp=drive_link |  | TBN | $15.96 (DDP) | $16.10 (DDP) |  | https://drive.google.com/file/d/12kBc5RnM-hegmKXhNcros0q9kACMNquy/view?usp=sharing
LED Linear Series | Strip Light | DM-ST4FT40WT-35G5K-[blank, EM, MS, ES] | BHD-STRIPL-4ft3CCT | 4ft | 24W/32W/40W | AC100-277Vac | 3.5/4/5k (Tunable) | 80 | 3120/4160/5200LM | 130lm/w | 0-10V | White/Metal/PVC | FALSE |  |  |  |  | TRUE | 9.8 | FALSE |  | TRUE | 15 | FALSE | Surface/Suspension/Continuous | FALSE |  |  | ETL DLC | 75 days | https://drive.google.com/file/d/1KIAA4R1h68OPsnqewllPdU8l2Qu4B0jm/view?usp=drive_link |  | TBN | $15.96 (DDP) | $16.10 (DDP) |  | https://drive.google.com/file/d/12kBc5RnM-hegmKXhNcros0q9kACMNquy/view?usp=sharing
LED Linear Series | Strip Light | DM-ST4FT40WT-35G5K-[blank, EM, MS, ES] | BHD-STRIPL-4ft3CCT | 4ft | 24W/32W/40W | AC100-277Vac | 3.5/4/5k (Tunable) | 80 | 3120/4160/5200LM | 130lm/w | 0-10V | White/Metal/PVC | FALSE |  |  |  |  | TRUE | 9.8 | FALSE |  | TRUE | 15 | FALSE | Surface/Suspension/Continuous | TRUE |  |  | ETL DLC | 75 days | https://drive.google.com/file/d/1KIAA4R1h68OPsnqewllPdU8l2Qu4B0jm/view?usp=drive_link |  | TBN | $15.96 (DDP) | $16.10 (DDP) |  | https://drive.google.com/file/d/12kBc5RnM-hegmKXhNcros0q9kACMNquy/view?usp=sharing
LED Linear Series | Strip Light | DM-ST4FT40WT-35G5K-[blank, EM, MS, ES] | BHD-STRIPL-4ft3CCT | 4ft | 24W/32W/40W | AC100-277Vac | 3.5/4/5k (Tunable) | 80 | 3120/4160/5200LM | 130lm/w | 0-10V | White/Metal/PVC | FALSE |  |  |  |  | FALSE |  | FALSE |  | TRUE | 15 | TRUE | Surface/Suspension/Continuous | FALSE |  |  | ETL DLC | 75 days | https://drive.google.com/file/d/1KIAA4R1h68OPsnqewllPdU8l2Qu4B0jm/view?usp=drive_link |  | TBN | $15.96 (DDP) | $16.10 (DDP) |  | https://drive.google.com/file/d/12kBc5RnM-hegmKXhNcros0q9kACMNquy/view?usp=sharing
LED Linear Series | Strip Light | DM-ST4FT40WT-35G5K-[blank, EM, MS, ES] | BHD-STRIPL-4ft3CCT | 4ft | 24W/32W/40W | AC100-277Vac | 3.5/4/5k (Tunable) | 80 | 3120/4160/5200LM | 130lm/w | 0-10V | White/Metal/PVC | FALSE |  |  |  |  | FALSE |  | FALSE |  | TRUE | 15 | TRUE | Surface/Suspension/Continuous | TRUE |  |  | ETL DLC | 75 days | https://drive.google.com/file/d/1KIAA4R1h68OPsnqewllPdU8l2Qu4B0jm/view?usp=drive_link |  | TBN | $15.96 (DDP) | $16.10 (DDP) |  | https://drive.google.com/file/d/12kBc5RnM-hegmKXhNcros0q9kACMNquy/view?usp=sharing
LED Linear Series | Strip Light | DM-ST4FT40WT-35G5K-[blank, EM, MS, ES] | BHD-STRIPL-4ft3CCT | 4ft | 24W/32W/40W | AC100-277Vac | 3.5/4/5k (Tunable) | 80 | 3120/4160/5200LM | 130lm/w | 0-10V | White/Metal/PVC | FALSE |  |  |  |  | TRUE | 9.8 | FALSE |  | TRUE | 15 | TRUE | Surface/Suspension/Continuous | FALSE |  |  | ETL DLC | 75 days | https://drive.google.com/file/d/1KIAA4R1h68OPsnqewllPdU8l2Qu4B0jm/view?usp=drive_link |  | TBN | $15.96 (DDP) | $16.10 (DDP) |  | https://drive.google.com/file/d/12kBc5RnM-hegmKXhNcros0q9kACMNquy/view?usp=sharing
LED Linear Series | Strip Light | DM-ST4FT40WT-35G5K-[blank, EM, MS, ES] | BHD-STRIPL-4ft3CCT | 4ft | 24W/32W/40W | AC100-277Vac | 3.5/4/5k (Tunable) | 80 | 3120/4160/5200LM | 130lm/w | 0-10V | White/Metal/PVC | FALSE |  |  |  |  | TRUE | 9.8 | FALSE |  | TRUE | 15 | TRUE | Surface/Suspension/Continuous | TRUE |  |  | ETL DLC | 75 days | https://drive.google.com/file/d/1KIAA4R1h68OPsnqewllPdU8l2Qu4B0jm/view?usp=drive_link |  | TBN | $15.96 (DDP) | $16.10 (DDP) |  | https://drive.google.com/file/d/12kBc5RnM-hegmKXhNcros0q9kACMNquy/view?usp=sharing
LED Linear Series | Strip Light | DM-ST4FT40WT-35G5K-[blank, EM, MS, ES] | BHD-STRIPL-4ft3CCT | 4ft | 24W/32W/40W | AC100-277Vac | 3.5/4/5k (Tunable) | 80 | 3120/4160/5200LM | 130lm/w | 0-10V | White/Metal/PVC | FALSE |  |  |  |  | FALSE |  | TRUE |  | FALSE |  | FALSE | Surface/Suspension/Continuous | FALSE |  |  | ETL DLC | 75 days | https://drive.google.com/file/d/1KIAA4R1h68OPsnqewllPdU8l2Qu4B0jm/view?usp=drive_link |  | TBN | $15.96 (DDP) | $16.10 (DDP) |  | https://drive.google.com/file/d/12kBc5RnM-hegmKXhNcros0q9kACMNquy/view?usp=sharing
LED Linear Series | Strip Light | DM-ST4FT40WT-35G5K-[blank, EM, MS, ES] | BHD-STRIPL-4ft3CCT | 4ft | 24W/32W/40W | AC100-277Vac | 3.5/4/5k (Tunable) | 80 | 3120/4160/5200LM | 130lm/w | 0-10V | White/Metal/PVC | FALSE |  |  |  |  | FALSE |  | TRUE |  | FALSE |  | FALSE | Surface/Suspension/Continuous | TRUE |  |  | ETL DLC | 75 days | https://drive.google.com/file/d/1KIAA4R1h68OPsnqewllPdU8l2Qu4B0jm/view?usp=drive_link |  | TBN | $15.96 (DDP) | $16.10 (DDP) |  | https://drive.google.com/file/d/12kBc5RnM-hegmKXhNcros0q9kACMNquy/view?usp=sharing
LED Linear Series | Strip Light | DM-ST4FT40WT-35G5K-[blank, EM, MS, ES] | BHD-STRIPL-4ft3CCT | 4ft | 24W/32W/40W | AC100-277Vac | 3.5/4/5k (Tunable) | 80 | 3120/4160/5200LM | 130lm/w | 0-10V | White/Metal/PVC | FALSE |  |  |  |  | TRUE | 9.8 | TRUE |  | FALSE |  | FALSE | Surface/Suspension/Continuous | FALSE |  |  | ETL DLC | 75 days | https://drive.google.com/file/d/1KIAA4R1h68OPsnqewllPdU8l2Qu4B0jm/view?usp=drive_link |  | TBN | $15.96 (DDP) | $16.10 (DDP) |  | https://drive.google.com/file/d/12kBc5RnM-hegmKXhNcros0q9kACMNquy/view?usp=sharing
LED Linear Series | Strip Light | DM-ST4FT40WT-35G5K-[blank, EM, MS, ES] | BHD-STRIPL-4ft3CCT | 4ft | 24W/32W/40W | AC100-277Vac | 3.5/4/5k (Tunable) | 80 | 3120/4160/5200LM | 130lm/w | 0-10V | White/Metal/PVC | FALSE |  |  |  |  | TRUE | 9.8 | TRUE |  | FALSE |  | FALSE | Surface/Suspension/Continuous | TRUE |  |  | ETL DLC | 75 days | https://drive.google.com/file/d/1KIAA4R1h68OPsnqewllPdU8l2Qu4B0jm/view?usp=drive_link |  | TBN | $15.96 (DDP) | $16.10 (DDP) |  | https://drive.google.com/file/d/12kBc5RnM-hegmKXhNcros0q9kACMNquy/view?usp=sharing
LED Linear Series | Strip Light | DM-ST4FT40WT-35G5K-[blank, EM, MS, ES] | BHD-STRIPL-4ft3CCT | 4ft | 24W/32W/40W | AC100-277Vac | 3.5/4/5k (Tunable) | 80 | 3120/4160/5200LM | 130lm/w | 0-10V | White/Metal/PVC | FALSE |  |  |  |  | FALSE |  | TRUE |  | FALSE |  | TRUE | Surface/Suspension/Continuous | FALSE |  |  | ETL DLC | 75 days | https://drive.google.com/file/d/1KIAA4R1h68OPsnqewllPdU8l2Qu4B0jm/view?usp=drive_link |  | TBN | $15.96 (DDP) | $16.10 (DDP) |  | https://drive.google.com/file/d/12kBc5RnM-hegmKXhNcros0q9kACMNquy/view?usp=sharing
LED Linear Series | Strip Light | DM-ST4FT40WT-35G5K-[blank, EM, MS, ES] | BHD-STRIPL-4ft3CCT | 4ft | 24W/32W/40W | AC100-277Vac | 3.5/4/5k (Tunable) | 80 | 3120/4160/5200LM | 130lm/w | 0-10V | White/Metal/PVC | FALSE |  |  |  |  | FALSE |  | TRUE |  | FALSE |  | TRUE | Surface/Suspension/Continuous | TRUE |  |  | ETL DLC | 75 days | https://drive.google.com/file/d/1KIAA4R1h68OPsnqewllPdU8l2Qu4B0jm/view?usp=drive_link |  | TBN | $15.96 (DDP) | $16.10 (DDP) |  | https://drive.google.com/file/d/12kBc5RnM-hegmKXhNcros0q9kACMNquy/view?usp=sharing
LED Linear Series | Strip Light | DM-ST4FT40WT-35G5K-[blank, EM, MS, ES] | BHD-STRIPL-4ft3CCT | 4ft | 24W/32W/40W | AC100-277Vac | 3.5/4/5k (Tunable) | 80 | 3120/4160/5200LM | 130lm/w | 0-10V | White/Metal/PVC | FALSE |  |  |  |  | TRUE | 9.8 | TRUE |  | FALSE |  | TRUE | Surface/Suspension/Continuous | FALSE |  |  | ETL DLC | 75 days | https://drive.google.com/file/d/1KIAA4R1h68OPsnqewllPdU8l2Qu4B0jm/view?usp=drive_link |  | TBN | $15.96 (DDP) | $16.10 (DDP) |  | https://drive.google.com/file/d/12kBc5RnM-hegmKXhNcros0q9kACMNquy/view?usp=sharing
LED Linear Series | Strip Light | DM-ST4FT40WT-35G5K-[blank, EM, MS, ES] | BHD-STRIPL-4ft3CCT | 4ft | 24W/32W/40W | AC100-277Vac | 3.5/4/5k (Tunable) | 80 | 3120/4160/5200LM | 130lm/w | 0-10V | White/Metal/PVC | FALSE |  |  |  |  | TRUE | 9.8 | TRUE |  | FALSE |  | TRUE | Surface/Suspension/Continuous | TRUE |  |  | ETL DLC | 75 days | https://drive.google.com/file/d/1KIAA4R1h68OPsnqewllPdU8l2Qu4B0jm/view?usp=drive_link |  | TBN | $15.96 (DDP) | $16.10 (DDP) |  | https://drive.google.com/file/d/12kBc5RnM-hegmKXhNcros0q9kACMNquy/view?usp=sharing
LED Linear Series | Strip Light | DM-ST4FT40WT-35G5K-[blank, EM, MS, ES] | BHD-STRIPL-4ft3CCT | 4ft | 24W/32W/40W | AC100-277Vac | 3.5/4/5k (Tunable) | 80 | 3120/4160/5200LM | 130lm/w | 0-10V | White/Metal/PVC | FALSE |  |  |  |  | FALSE |  | TRUE |  | TRUE | 15 | FALSE | Surface/Suspension/Continuous | FALSE |  |  | ETL DLC | 75 days | https://drive.google.com/file/d/1KIAA4R1h68OPsnqewllPdU8l2Qu4B0jm/view?usp=drive_link |  | TBN | $15.96 (DDP) | $16.10 (DDP) |  | https://drive.google.com/file/d/12kBc5RnM-hegmKXhNcros0q9kACMNquy/view?usp=sharing
LED Linear Series | Strip Light | DM-ST4FT40WT-35G5K-[blank, EM, MS, ES] | BHD-STRIPL-4ft3CCT | 4ft | 24W/32W/40W | AC100-277Vac | 3.5/4/5k (Tunable) | 80 | 3120/4160/5200LM | 130lm/w | 0-10V | White/Metal/PVC | FALSE |  |  |  |  | FALSE |  | TRUE |  | TRUE | 15 | FALSE | Surface/Suspension/Continuous | TRUE |  |  | ETL DLC | 75 days | https://drive.google.com/file/d/1KIAA4R1h68OPsnqewllPdU8l2Qu4B0jm/view?usp=drive_link |  | TBN | $15.96 (DDP) | $16.10 (DDP) |  | https://drive.google.com/file/d/12kBc5RnM-hegmKXhNcros0q9kACMNquy/view?usp=sharing
LED Linear Series | Strip Light | DM-ST4FT40WT-35G5K-[blank, EM, MS, ES] | BHD-STRIPL-4ft3CCT | 4ft | 24W/32W/40W | AC100-277Vac | 3.5/4/5k (Tunable) | 80 | 3120/4160/5200LM | 130lm/w | 0-10V | White/Metal/PVC | FALSE |  |  |  |  | TRUE | 9.8 | TRUE |  | TRUE | 15 | FALSE | Surface/Suspension/Continuous | FALSE |  |  | ETL DLC | 75 days | https://drive.google.com/file/d/1KIAA4R1h68OPsnqewllPdU8l2Qu4B0jm/view?usp=drive_link |  | TBN | $15.96 (DDP) | $16.10 (DDP) |  | https://drive.google.com/file/d/12kBc5RnM-hegmKXhNcros0q9kACMNquy/view?usp=sharing
LED Linear Series | Strip Light | DM-ST4FT40WT-35G5K-[blank, EM, MS, ES] | BHD-STRIPL-4ft3CCT | 4ft | 24W/32W/40W | AC100-277Vac | 3.5/4/5k (Tunable) | 80 | 3120/4160/5200LM | 130lm/w | 0-10V | White/Metal/PVC | FALSE |  |  |  |  | TRUE | 9.8 | TRUE |  | TRUE | 15 | FALSE | Surface/Suspension/Continuous | TRUE |  |  | ETL DLC | 75 days | https://drive.google.com/file/d/1KIAA4R1h68OPsnqewllPdU8l2Qu4B0jm/view?usp=drive_link |  | TBN | $15.96 (DDP) | $16.10 (DDP) |  | https://drive.google.com/file/d/12kBc5RnM-hegmKXhNcros0q9kACMNquy/view?usp=sharing
LED Linear Series | Strip Light | DM-ST4FT40WT-35G5K-[blank, EM, MS, ES] | BHD-STRIPL-4ft3CCT | 4ft | 24W/32W/40W | AC100-277Vac | 3.5/4/5k (Tunable) | 80 | 3120/4160/5200LM | 130lm/w | 0-10V | White/Metal/PVC | FALSE |  |  |  |  | FALSE |  | TRUE |  | TRUE | 15 | TRUE | Surface/Suspension/Continuous | FALSE |  |  | ETL DLC | 75 days | https://drive.google.com/file/d/1KIAA4R1h68OPsnqewllPdU8l2Qu4B0jm/view?usp=drive_link |  | TBN | $15.96 (DDP) | $16.10 (DDP) |  | https://drive.google.com/file/d/12kBc5RnM-hegmKXhNcros0q9kACMNquy/view?usp=sharing
LED Linear Series | Strip Light | DM-ST4FT40WT-35G5K-[blank, EM, MS, ES] | BHD-STRIPL-4ft3CCT | 4ft | 24W/32W/40W | AC100-277Vac | 3.5/4/5k (Tunable) | 80 | 3120/4160/5200LM | 130lm/w | 0-10V | White/Metal/PVC | FALSE |  |  |  |  | FALSE |  | TRUE |  | TRUE | 15 | TRUE | Surface/Suspension/Continuous | TRUE |  |  | ETL DLC | 75 days | https://drive.google.com/file/d/1KIAA4R1h68OPsnqewllPdU8l2Qu4B0jm/view?usp=drive_link |  | TBN | $15.96 (DDP) | $16.10 (DDP) |  | https://drive.google.com/file/d/12kBc5RnM-hegmKXhNcros0q9kACMNquy/view?usp=sharing
LED Linear Series | Strip Light | DM-ST4FT40WT-35G5K-[blank, EM, MS, ES] | BHD-STRIPL-4ft3CCT | 4ft | 24W/32W/40W | AC100-277Vac | 3.5/4/5k (Tunable) | 80 | 3120/4160/5200LM | 130lm/w | 0-10V | White/Metal/PVC | FALSE |  |  |  |  | TRUE | 9.8 | TRUE |  | TRUE | 15 | TRUE | Surface/Suspension/Continuous | FALSE |  |  | ETL DLC | 75 days | https://drive.google.com/file/d/1KIAA4R1h68OPsnqewllPdU8l2Qu4B0jm/view?usp=drive_link |  | TBN | $15.96 (DDP) | $16.10 (DDP) |  | https://drive.google.com/file/d/12kBc5RnM-hegmKXhNcros0q9kACMNquy/view?usp=sharing
LED Linear Series | Strip Light | DM-ST4FT40WT-35G5K-[blank, EM, MS, ES] | BHD-STRIPL-4ft3CCT | 4ft | 24W/32W/40W | AC100-277Vac | 3.5/4/5k (Tunable) | 80 | 3120/4160/5200LM | 130lm/w | 0-10V | White/Metal/PVC | FALSE |  |  |  |  | TRUE | 9.8 | TRUE |  | TRUE | 15 | TRUE | Surface/Suspension/Continuous | TRUE |  |  | ETL DLC | 75 days | https://drive.google.com/file/d/1KIAA4R1h68OPsnqewllPdU8l2Qu4B0jm/view?usp=drive_link |  | TBN | $15.96 (DDP) | $16.10 (DDP) |  | https://drive.google.com/file/d/12kBc5RnM-hegmKXhNcros0q9kACMNquy/view?usp=sharing
LED Linear Series | Strip Light | DM-ST4FT40WT-35G5K-[blank, EM, MS, ES] | BHD-STRIPL-4ft3CCT | 4ft | 24W/32W/40W | AC100-277Vac | 3.5/4/5k (Tunable) | 80 | 3120/4160/5200LM | 130lm/w | 0-10V | White/Metal/PVC | TRUE | TRUE |  | TRUE | 4.3 | FALSE |  | FALSE |  | FALSE |  | FALSE | Surface/Suspension/Continuous | FALSE |  |  | ETL DLC | 75 days | https://drive.google.com/file/d/1KIAA4R1h68OPsnqewllPdU8l2Qu4B0jm/view?usp=drive_link |  | TBN | $15.96 (DDP) | $16.10 (DDP) |  | https://drive.google.com/file/d/12kBc5RnM-hegmKXhNcros0q9kACMNquy/view?usp=sharing
LED Linear Series | Strip Light | DM-ST4FT40WT-35G5K-[blank, EM, MS, ES] | BHD-STRIPL-4ft3CCT | 4ft | 24W/32W/40W | AC100-277Vac | 3.5/4/5k (Tunable) | 80 | 3120/4160/5200LM | 130lm/w | 0-10V | White/Metal/PVC | TRUE | TRUE |  | TRUE | 4.3 | FALSE |  | FALSE |  | FALSE |  | FALSE | Surface/Suspension/Continuous | TRUE |  |  | ETL DLC | 75 days | https://drive.google.com/file/d/1KIAA4R1h68OPsnqewllPdU8l2Qu4B0jm/view?usp=drive_link |  | TBN | $15.96 (DDP) | $16.10 (DDP) |  | https://drive.google.com/file/d/12kBc5RnM-hegmKXhNcros0q9kACMNquy/view?usp=sharing
LED Linear Series | Strip Light | DM-ST4FT40WT-35G5K-[blank, EM, MS, ES] | BHD-STRIPL-4ft3CCT | 4ft | 24W/32W/40W | AC100-277Vac | 3.5/4/5k (Tunable) | 80 | 3120/4160/5200LM | 130lm/w | 0-10V | White/Metal/PVC | TRUE | TRUE |  | TRUE | 4.3 | TRUE | 9.8 | FALSE |  | FALSE |  | FALSE | Surface/Suspension/Continuous | FALSE |  |  | ETL DLC | 75 days | https://drive.google.com/file/d/1KIAA4R1h68OPsnqewllPdU8l2Qu4B0jm/view?usp=drive_link |  | TBN | $15.96 (DDP) | $16.10 (DDP) |  | https://drive.google.com/file/d/12kBc5RnM-hegmKXhNcros0q9kACMNquy/view?usp=sharing
LED Linear Series | Strip Light | DM-ST4FT40WT-35G5K-[blank, EM, MS, ES] | BHD-STRIPL-4ft3CCT | 4ft | 24W/32W/40W | AC100-277Vac | 3.5/4/5k (Tunable) | 80 | 3120/4160/5200LM | 130lm/w | 0-10V | White/Metal/PVC | TRUE | TRUE |  | TRUE | 4.3 | TRUE | 9.8 | FALSE |  | FALSE |  | FALSE | Surface/Suspension/Continuous | TRUE |  |  | ETL DLC | 75 days | https://drive.google.com/file/d/1KIAA4R1h68OPsnqewllPdU8l2Qu4B0jm/view?usp=drive_link |  | TBN | $15.96 (DDP) | $16.10 (DDP) |  | https://drive.google.com/file/d/12kBc5RnM-hegmKXhNcros0q9kACMNquy/view?usp=sharing
LED Linear Series | Strip Light | DM-ST4FT40WT-35G5K-[blank, EM, MS, ES] | BHD-STRIPL-4ft3CCT | 4ft | 24W/32W/40W | AC100-277Vac | 3.5/4/5k (Tunable) | 80 | 3120/4160/5200LM | 130lm/w | 0-10V | White/Metal/PVC | TRUE | TRUE |  | TRUE | 4.3 | FALSE |  | FALSE |  | FALSE |  | TRUE | Surface/Suspension/Continuous | FALSE |  |  | ETL DLC | 75 days | https://drive.google.com/file/d/1KIAA4R1h68OPsnqewllPdU8l2Qu4B0jm/view?usp=drive_link |  | TBN | $15.96 (DDP) | $16.10 (DDP) |  | https://drive.google.com/file/d/12kBc5RnM-hegmKXhNcros0q9kACMNquy/view?usp=sharing
LED Linear Series | Strip Light | DM-ST4FT40WT-35G5K-[blank, EM, MS, ES] | BHD-STRIPL-4ft3CCT | 4ft | 24W/32W/40W | AC100-277Vac | 3.5/4/5k (Tunable) | 80 | 3120/4160/5200LM | 130lm/w | 0-10V | White/Metal/PVC | TRUE | TRUE |  | TRUE | 4.3 | FALSE |  | FALSE |  | FALSE |  | TRUE | Surface/Suspension/Continuous | TRUE |  |  | ETL DLC | 75 days | https://drive.google.com/file/d/1KIAA4R1h68OPsnqewllPdU8l2Qu4B0jm/view?usp=drive_link |  | TBN | $15.96 (DDP) | $16.10 (DDP) |  | https://drive.google.com/file/d/12kBc5RnM-hegmKXhNcros0q9kACMNquy/view?usp=sharing
LED Linear Series | Strip Light | DM-ST4FT40WT-35G5K-[blank, EM, MS, ES] | BHD-STRIPL-4ft3CCT | 4ft | 24W/32W/40W | AC100-277Vac | 3.5/4/5k (Tunable) | 80 | 3120/4160/5200LM | 130lm/w | 0-10V | White/Metal/PVC | TRUE | TRUE |  | TRUE | 4.3 | TRUE | 9.8 | FALSE |  | FALSE |  | TRUE | Surface/Suspension/Continuous | FALSE |  |  | ETL DLC | 75 days | https://drive.google.com/file/d/1KIAA4R1h68OPsnqewllPdU8l2Qu4B0jm/view?usp=drive_link |  | TBN | $15.96 (DDP) | $16.10 (DDP) |  | https://drive.google.com/file/d/12kBc5RnM-hegmKXhNcros0q9kACMNquy/view?usp=sharing
LED Linear Series | Strip Light | DM-ST4FT40WT-35G5K-[blank, EM, MS, ES] | BHD-STRIPL-4ft3CCT | 4ft | 24W/32W/40W | AC100-277Vac | 3.5/4/5k (Tunable) | 80 | 3120/4160/5200LM | 130lm/w | 0-10V | White/Metal/PVC | TRUE | TRUE |  | TRUE | 4.3 | TRUE | 9.8 | FALSE |  | FALSE |  | TRUE | Surface/Suspension/Continuous | TRUE |  |  | ETL DLC | 75 days | https://drive.google.com/file/d/1KIAA4R1h68OPsnqewllPdU8l2Qu4B0jm/view?usp=drive_link |  | TBN | $15.96 (DDP) | $16.10 (DDP) |  | https://drive.google.com/file/d/12kBc5RnM-hegmKXhNcros0q9kACMNquy/view?usp=sharing
LED Linear Series | Strip Light | DM-ST4FT40WT-35G5K-[blank, EM, MS, ES] | BHD-STRIPL-4ft3CCT | 4ft | 24W/32W/40W | AC100-277Vac | 3.5/4/5k (Tunable) | 80 | 3120/4160/5200LM | 130lm/w | 0-10V | White/Metal/PVC | TRUE | TRUE |  | TRUE | 4.3 | FALSE |  | FALSE |  | TRUE | 15 | FALSE | Surface/Suspension/Continuous | FALSE |  |  | ETL DLC | 75 days | https://drive.google.com/file/d/1KIAA4R1h68OPsnqewllPdU8l2Qu4B0jm/view?usp=drive_link |  | TBN | $15.96 (DDP) | $16.10 (DDP) |  | https://drive.google.com/file/d/12kBc5RnM-hegmKXhNcros0q9kACMNquy/view?usp=sharing
LED Linear Series | Strip Light | DM-ST4FT40WT-35G5K-[blank, EM, MS, ES] | BHD-STRIPL-4ft3CCT | 4ft | 24W/32W/40W | AC100-277Vac | 3.5/4/5k (Tunable) | 80 | 3120/4160/5200LM | 130lm/w | 0-10V | White/Metal/PVC | TRUE | TRUE |  | TRUE | 4.3 | FALSE |  | FALSE |  | TRUE | 15 | FALSE | Surface/Suspension/Continuous | TRUE |  |  | ETL DLC | 75 days | https://drive.google.com/file/d/1KIAA4R1h68OPsnqewllPdU8l2Qu4B0jm/view?usp=drive_link |  | TBN | $15.96 (DDP) | $16.10 (DDP) |  | https://drive.google.com/file/d/12kBc5RnM-hegmKXhNcros0q9kACMNquy/view?usp=sharing
LED Linear Series | Strip Light | DM-ST4FT40WT-35G5K-[blank, EM, MS, ES] | BHD-STRIPL-4ft3CCT | 4ft | 24W/32W/40W | AC100-277Vac | 3.5/4/5k (Tunable) | 80 | 3120/4160/5200LM | 130lm/w | 0-10V | White/Metal/PVC | TRUE | TRUE |  | TRUE | 4.3 | TRUE | 9.8 | FALSE |  | TRUE | 15 | FALSE | Surface/Suspension/Continuous | FALSE |  |  | ETL DLC | 75 days | https://drive.google.com/file/d/1KIAA4R1h68OPsnqewllPdU8l2Qu4B0jm/view?usp=drive_link |  | TBN | $15.96 (DDP) | $16.10 (DDP) |  | https://drive.google.com/file/d/12kBc5RnM-hegmKXhNcros0q9kACMNquy/view?usp=sharing
LED Linear Series | Strip Light | DM-ST4FT40WT-35G5K-[blank, EM, MS, ES] | BHD-STRIPL-4ft3CCT | 4ft | 24W/32W/40W | AC100-277Vac | 3.5/4/5k (Tunable) | 80 | 3120/4160/5200LM | 130lm/w | 0-10V | White/Metal/PVC | TRUE | TRUE |  | TRUE | 4.3 | TRUE | 9.8 | FALSE |  | TRUE | 15 | FALSE | Surface/Suspension/Continuous | TRUE |  |  | ETL DLC | 75 days | https://drive.google.com/file/d/1KIAA4R1h68OPsnqewllPdU8l2Qu4B0jm/view?usp=drive_link |  | TBN | $15.96 (DDP) | $16.10 (DDP) |  | https://drive.google.com/file/d/12kBc5RnM-hegmKXhNcros0q9kACMNquy/view?usp=sharing
LED Linear Series | Strip Light | DM-ST4FT40WT-35G5K-[blank, EM, MS, ES] | BHD-STRIPL-4ft3CCT | 4ft | 24W/32W/40W | AC100-277Vac | 3.5/4/5k (Tunable) | 80 | 3120/4160/5200LM | 130lm/w | 0-10V | White/Metal/PVC | TRUE | TRUE |  | TRUE | 4.3 | FALSE |  | FALSE |  | TRUE | 15 | TRUE | Surface/Suspension/Continuous | FALSE |  |  | ETL DLC | 75 days | https://drive.google.com/file/d/1KIAA4R1h68OPsnqewllPdU8l2Qu4B0jm/view?usp=drive_link |  | TBN | $15.96 (DDP) | $16.10 (DDP) |  | https://drive.google.com/file/d/12kBc5RnM-hegmKXhNcros0q9kACMNquy/view?usp=sharing
LED Linear Series | Strip Light | DM-ST4FT40WT-35G5K-[blank, EM, MS, ES] | BHD-STRIPL-4ft3CCT | 4ft | 24W/32W/40W | AC100-277Vac | 3.5/4/5k (Tunable) | 80 | 3120/4160/5200LM | 130lm/w | 0-10V | White/Metal/PVC | TRUE | TRUE |  | TRUE | 4.3 | FALSE |  | FALSE |  | TRUE | 15 | TRUE | Surface/Suspension/Continuous | TRUE |  |  | ETL DLC | 75 days | https://drive.google.com/file/d/1KIAA4R1h68OPsnqewllPdU8l2Qu4B0jm/view?usp=drive_link |  | TBN | $15.96 (DDP) | $16.10 (DDP) |  | https://drive.google.com/file/d/12kBc5RnM-hegmKXhNcros0q9kACMNquy/view?usp=sharing
LED Linear Series | Strip Light | DM-ST4FT40WT-35G5K-[blank, EM, MS, ES] | BHD-STRIPL-4ft3CCT | 4ft | 24W/32W/40W | AC100-277Vac | 3.5/4/5k (Tunable) | 80 | 3120/4160/5200LM | 130lm/w | 0-10V | White/Metal/PVC | TRUE | TRUE |  | TRUE | 4.3 | TRUE | 9.8 | FALSE |  | TRUE | 15 | TRUE | Surface/Suspension/Continuous | FALSE |  |  | ETL DLC | 75 days | https://drive.google.com/file/d/1KIAA4R1h68OPsnqewllPdU8l2Qu4B0jm/view?usp=drive_link |  | TBN | $15.96 (DDP) | $16.10 (DDP) |  | https://drive.google.com/file/d/12kBc5RnM-hegmKXhNcros0q9kACMNquy/view?usp=sharing
LED Linear Series | Strip Light | DM-ST4FT40WT-35G5K-[blank, EM, MS, ES] | BHD-STRIPL-4ft3CCT | 4ft | 24W/32W/40W | AC100-277Vac | 3.5/4/5k (Tunable) | 80 | 3120/4160/5200LM | 130lm/w | 0-10V | White/Metal/PVC | TRUE | TRUE |  | TRUE | 4.3 | TRUE | 9.8 | FALSE |  | TRUE | 15 | TRUE | Surface/Suspension/Continuous | TRUE |  |  | ETL DLC | 75 days | https://drive.google.com/file/d/1KIAA4R1h68OPsnqewllPdU8l2Qu4B0jm/view?usp=drive_link |  | TBN | $15.96 (DDP) | $16.10 (DDP) |  | https://drive.google.com/file/d/12kBc5RnM-hegmKXhNcros0q9kACMNquy/view?usp=sharing
LED Linear Series | Strip Light | DM-ST4FT40WT-35G5K-[blank, EM, MS, ES] | BHD-STRIPL-4ft3CCT | 4ft | 24W/32W/40W | AC100-277Vac | 3.5/4/5k (Tunable) | 80 | 3120/4160/5200LM | 130lm/w | 0-10V | White/Metal/PVC | TRUE | TRUE |  | TRUE | 4.3 | FALSE |  | TRUE |  | FALSE |  | FALSE | Surface/Suspension/Continuous | FALSE |  |  | ETL DLC | 75 days | https://drive.google.com/file/d/1KIAA4R1h68OPsnqewllPdU8l2Qu4B0jm/view?usp=drive_link |  | TBN | $15.96 (DDP) | $16.10 (DDP) |  | https://drive.google.com/file/d/12kBc5RnM-hegmKXhNcros0q9kACMNquy/view?usp=sharing
LED Linear Series | Strip Light | DM-ST4FT40WT-35G5K-[blank, EM, MS, ES] | BHD-STRIPL-4ft3CCT | 4ft | 24W/32W/40W | AC100-277Vac | 3.5/4/5k (Tunable) | 80 | 3120/4160/5200LM | 130lm/w | 0-10V | White/Metal/PVC | TRUE | TRUE |  | TRUE | 4.3 | FALSE |  | TRUE |  | FALSE |  | FALSE | Surface/Suspension/Continuous | TRUE |  |  | ETL DLC | 75 days | https://drive.google.com/file/d/1KIAA4R1h68OPsnqewllPdU8l2Qu4B0jm/view?usp=drive_link |  | TBN | $15.96 (DDP) | $16.10 (DDP) |  | https://drive.google.com/file/d/12kBc5RnM-hegmKXhNcros0q9kACMNquy/view?usp=sharing
LED Linear Series | Strip Light | DM-ST4FT40WT-35G5K-[blank, EM, MS, ES] | BHD-STRIPL-4ft3CCT | 4ft | 24W/32W/40W | AC100-277Vac | 3.5/4/5k (Tunable) | 80 | 3120/4160/5200LM | 130lm/w | 0-10V | White/Metal/PVC | TRUE | TRUE |  | TRUE | 4.3 | TRUE | 9.8 | TRUE |  | FALSE |  | FALSE | Surface/Suspension/Continuous | FALSE |  |  | ETL DLC | 75 days | https://drive.google.com/file/d/1KIAA4R1h68OPsnqewllPdU8l2Qu4B0jm/view?usp=drive_link |  | TBN | $15.96 (DDP) | $16.10 (DDP) |  | https://drive.google.com/file/d/12kBc5RnM-hegmKXhNcros0q9kACMNquy/view?usp=sharing
LED Linear Series | Strip Light | DM-ST4FT40WT-35G5K-[blank, EM, MS, ES] | BHD-STRIPL-4ft3CCT | 4ft | 24W/32W/40W | AC100-277Vac | 3.5/4/5k (Tunable) | 80 | 3120/4160/5200LM | 130lm/w | 0-10V | White/Metal/PVC | TRUE | TRUE |  | TRUE | 4.3 | TRUE | 9.8 | TRUE |  | FALSE |  | FALSE | Surface/Suspension/Continuous | TRUE |  |  | ETL DLC | 75 days | https://drive.google.com/file/d/1KIAA4R1h68OPsnqewllPdU8l2Qu4B0jm/view?usp=drive_link |  | TBN | $15.96 (DDP) | $16.10 (DDP) |  | https://drive.google.com/file/d/12kBc5RnM-hegmKXhNcros0q9kACMNquy/view?usp=sharing
LED Linear Series | Strip Light | DM-ST4FT40WT-35G5K-[blank, EM, MS, ES] | BHD-STRIPL-4ft3CCT | 4ft | 24W/32W/40W | AC100-277Vac | 3.5/4/5k (Tunable) | 80 | 3120/4160/5200LM | 130lm/w | 0-10V | White/Metal/PVC | TRUE | TRUE |  | TRUE | 4.3 | FALSE |  | TRUE |  | FALSE |  | TRUE | Surface/Suspension/Continuous | FALSE |  |  | ETL DLC | 75 days | https://drive.google.com/file/d/1KIAA4R1h68OPsnqewllPdU8l2Qu4B0jm/view?usp=drive_link |  | TBN | $15.96 (DDP) | $16.10 (DDP) |  | https://drive.google.com/file/d/12kBc5RnM-hegmKXhNcros0q9kACMNquy/view?usp=sharing
LED Linear Series | Strip Light | DM-ST4FT40WT-35G5K-[blank, EM, MS, ES] | BHD-STRIPL-4ft3CCT | 4ft | 24W/32W/40W | AC100-277Vac | 3.5/4/5k (Tunable) | 80 | 3120/4160/5200LM | 130lm/w | 0-10V | White/Metal/PVC | TRUE | TRUE |  | TRUE | 4.3 | FALSE |  | TRUE |  | FALSE |  | TRUE | Surface/Suspension/Continuous | TRUE |  |  | ETL DLC | 75 days | https://drive.google.com/file/d/1KIAA4R1h68OPsnqewllPdU8l2Qu4B0jm/view?usp=drive_link |  | TBN | $15.96 (DDP) | $16.10 (DDP) |  | https://drive.google.com/file/d/12kBc5RnM-hegmKXhNcros0q9kACMNquy/view?usp=sharing
LED Linear Series | Strip Light | DM-ST4FT40WT-35G5K-[blank, EM, MS, ES] | BHD-STRIPL-4ft3CCT | 4ft | 24W/32W/40W | AC100-277Vac | 3.5/4/5k (Tunable) | 80 | 3120/4160/5200LM | 130lm/w | 0-10V | White/Metal/PVC | TRUE | TRUE |  | TRUE | 4.3 | TRUE | 9.8 | TRUE |  | FALSE |  | TRUE | Surface/Suspension/Continuous | FALSE |  |  | ETL DLC | 75 days | https://drive.google.com/file/d/1KIAA4R1h68OPsnqewllPdU8l2Qu4B0jm/view?usp=drive_link |  | TBN | $15.96 (DDP) | $16.10 (DDP) |  | https://drive.google.com/file/d/12kBc5RnM-hegmKXhNcros0q9kACMNquy/view?usp=sharing
LED Linear Series | Strip Light | DM-ST4FT40WT-35G5K-[blank, EM, MS, ES] | BHD-STRIPL-4ft3CCT | 4ft | 24W/32W/40W | AC100-277Vac | 3.5/4/5k (Tunable) | 80 | 3120/4160/5200LM | 130lm/w | 0-10V | White/Metal/PVC | TRUE | TRUE |  | TRUE | 4.3 | TRUE | 9.8 | TRUE |  | FALSE |  | TRUE | Surface/Suspension/Continuous | TRUE |  |  | ETL DLC | 75 days | https://drive.google.com/file/d/1KIAA4R1h68OPsnqewllPdU8l2Qu4B0jm/view?usp=drive_link |  | TBN | $15.96 (DDP) | $16.10 (DDP) |  | https://drive.google.com/file/d/12kBc5RnM-hegmKXhNcros0q9kACMNquy/view?usp=sharing
LED Linear Series | Strip Light | DM-ST4FT40WT-35G5K-[blank, EM, MS, ES] | BHD-STRIPL-4ft3CCT | 4ft | 24W/32W/40W | AC100-277Vac | 3.5/4/5k (Tunable) | 80 | 3120/4160/5200LM | 130lm/w | 0-10V | White/Metal/PVC | TRUE | TRUE |  | TRUE | 4.3 | FALSE |  | TRUE |  | TRUE | 15 | FALSE | Surface/Suspension/Continuous | FALSE |  |  | ETL DLC | 75 days | https://drive.google.com/file/d/1KIAA4R1h68OPsnqewllPdU8l2Qu4B0jm/view?usp=drive_link |  | TBN | $15.96 (DDP) | $16.10 (DDP) |  | https://drive.google.com/file/d/12kBc5RnM-hegmKXhNcros0q9kACMNquy/view?usp=sharing
LED Linear Series | Strip Light | DM-ST4FT40WT-35G5K-[blank, EM, MS, ES] | BHD-STRIPL-4ft3CCT | 4ft | 24W/32W/40W | AC100-277Vac | 3.5/4/5k (Tunable) | 80 | 3120/4160/5200LM | 130lm/w | 0-10V | White/Metal/PVC | TRUE | TRUE |  | TRUE | 4.3 | FALSE |  | TRUE |  | TRUE | 15 | FALSE | Surface/Suspension/Continuous | TRUE |  |  | ETL DLC | 75 days | https://drive.google.com/file/d/1KIAA4R1h68OPsnqewllPdU8l2Qu4B0jm/view?usp=drive_link |  | TBN | $15.96 (DDP) | $16.10 (DDP) |  | https://drive.google.com/file/d/12kBc5RnM-hegmKXhNcros0q9kACMNquy/view?usp=sharing
LED Linear Series | Strip Light | DM-ST4FT40WT-35G5K-[blank, EM, MS, ES] | BHD-STRIPL-4ft3CCT | 4ft | 24W/32W/40W | AC100-277Vac | 3.5/4/5k (Tunable) | 80 | 3120/4160/5200LM | 130lm/w | 0-10V | White/Metal/PVC | TRUE | TRUE |  | TRUE | 4.3 | TRUE | 9.8 | TRUE |  | TRUE | 15 | FALSE | Surface/Suspension/Continuous | FALSE |  |  | ETL DLC | 75 days | https://drive.google.com/file/d/1KIAA4R1h68OPsnqewllPdU8l2Qu4B0jm/view?usp=drive_link |  | TBN | $15.96 (DDP) | $16.10 (DDP) |  | https://drive.google.com/file/d/12kBc5RnM-hegmKXhNcros0q9kACMNquy/view?usp=sharing
LED Linear Series | Strip Light | DM-ST4FT40WT-35G5K-[blank, EM, MS, ES] | BHD-STRIPL-4ft3CCT | 4ft | 24W/32W/40W | AC100-277Vac | 3.5/4/5k (Tunable) | 80 | 3120/4160/5200LM | 130lm/w | 0-10V | White/Metal/PVC | TRUE | TRUE |  | TRUE | 4.3 | TRUE | 9.8 | TRUE |  | TRUE | 15 | FALSE | Surface/Suspension/Continuous | TRUE |  |  | ETL DLC | 75 days | https://drive.google.com/file/d/1KIAA4R1h68OPsnqewllPdU8l2Qu4B0jm/view?usp=drive_link |  | TBN | $15.96 (DDP) | $16.10 (DDP) |  | https://drive.google.com/file/d/12kBc5RnM-hegmKXhNcros0q9kACMNquy/view?usp=sharing
LED Linear Series | Strip Light | DM-ST4FT40WT-35G5K-[blank, EM, MS, ES] | BHD-STRIPL-4ft3CCT | 4ft | 24W/32W/40W | AC100-277Vac | 3.5/4/5k (Tunable) | 80 | 3120/4160/5200LM | 130lm/w | 0-10V | White/Metal/PVC | TRUE | TRUE |  | TRUE | 4.3 | FALSE |  | TRUE |  | TRUE | 15 | TRUE | Surface/Suspension/Continuous | FALSE |  |  | ETL DLC | 75 days | https://drive.google.com/file/d/1KIAA4R1h68OPsnqewllPdU8l2Qu4B0jm/view?usp=drive_link |  | TBN | $15.96 (DDP) | $16.10 (DDP) |  | https://drive.google.com/file/d/12kBc5RnM-hegmKXhNcros0q9kACMNquy/view?usp=sharing
LED Linear Series | Strip Light | DM-ST4FT40WT-35G5K-[blank, EM, MS, ES] | BHD-STRIPL-4ft3CCT | 4ft | 24W/32W/40W | AC100-277Vac | 3.5/4/5k (Tunable) | 80 | 3120/4160/5200LM | 130lm/w | 0-10V | White/Metal/PVC | TRUE | TRUE |  | TRUE | 4.3 | FALSE |  | TRUE |  | TRUE | 15 | TRUE | Surface/Suspension/Continuous | TRUE |  |  | ETL DLC | 75 days | https://drive.google.com/file/d/1KIAA4R1h68OPsnqewllPdU8l2Qu4B0jm/view?usp=drive_link |  | TBN | $15.96 (DDP) | $16.10 (DDP) |  | https://drive.google.com/file/d/12kBc5RnM-hegmKXhNcros0q9kACMNquy/view?usp=sharing
LED Linear Series | Strip Light | DM-ST4FT40WT-35G5K-[blank, EM, MS, ES] | BHD-STRIPL-4ft3CCT | 4ft | 24W/32W/40W | AC100-277Vac | 3.5/4/5k (Tunable) | 80 | 3120/4160/5200LM | 130lm/w | 0-10V | White/Metal/PVC | TRUE | TRUE |  | TRUE | 4.3 | TRUE | 9.8 | TRUE |  | TRUE | 15 | TRUE | Surface/Suspension/Continuous | FALSE |  |  | ETL DLC | 75 days | https://drive.google.com/file/d/1KIAA4R1h68OPsnqewllPdU8l2Qu4B0jm/view?usp=drive_link |  | TBN | $15.96 (DDP) | $16.10 (DDP) |  | https://drive.google.com/file/d/12kBc5RnM-hegmKXhNcros0q9kACMNquy/view?usp=sharing
LED Linear Series | Strip Light | DM-ST4FT40WT-35G5K-[blank, EM, MS, ES] | BHD-STRIPL-4ft3CCT | 4ft | 24W/32W/40W | AC100-277Vac | 3.5/4/5k (Tunable) | 80 | 3120/4160/5200LM | 130lm/w | 0-10V | White/Metal/PVC | TRUE | TRUE |  | TRUE | 4.3 | TRUE | 9.8 | TRUE |  | TRUE | 15 | TRUE | Surface/Suspension/Continuous | TRUE |  |  | ETL DLC | 75 days | https://drive.google.com/file/d/1KIAA4R1h68OPsnqewllPdU8l2Qu4B0jm/view?usp=drive_link |  | TBN | $15.96 (DDP) | $16.10 (DDP) |  | https://drive.google.com/file/d/12kBc5RnM-hegmKXhNcros0q9kACMNquy/view?usp=sharing
LED Linear Series | Strip Light | DM-ST8FT90WT-35G5K-[blank, EM, MS, ES] | BHD-STRIPL-8ft3CCT | 8ft | 64W/75W/90W | AC100-277Vac | 3.5/4/5k (Tunable) | 80 | 8320/9750/11700LM | 130lm/w | 0-10V | White/Metal/PVC | FALSE |  |  |  |  | FALSE |  | FALSE |  | FALSE |  | FALSE | Surface/Suspension/Continuous | FALSE |  |  | ETL DLC | 75 days | https://drive.google.com/file/d/1KIAA4R1h68OPsnqewllPdU8l2Qu4B0jm/view?usp=drive_link |  | TBN | $28.76 (DDP) | $29.10 (DDP) |  | https://drive.google.com/file/d/12kBc5RnM-hegmKXhNcros0q9kACMNquy/view?usp=sharing
LED Linear Series | Strip Light | DM-ST8FT90WT-35G5K-[blank, EM, MS, ES] | BHD-STRIPL-8ft3CCT | 8ft | 64W/75W/90W | AC100-277Vac | 3.5/4/5k (Tunable) | 80 | 8320/9750/11700LM | 130lm/w | 0-10V | White/Metal/PVC | FALSE |  |  |  |  | FALSE |  | FALSE |  | FALSE |  | FALSE | Surface/Suspension/Continuous | TRUE |  |  | ETL DLC | 75 days | https://drive.google.com/file/d/1KIAA4R1h68OPsnqewllPdU8l2Qu4B0jm/view?usp=drive_link |  | TBN | $28.76 (DDP) | $29.10 (DDP) |  | https://drive.google.com/file/d/12kBc5RnM-hegmKXhNcros0q9kACMNquy/view?usp=sharing
LED Linear Series | Strip Light | DM-ST8FT90WT-35G5K-[blank, EM, MS, ES] | BHD-STRIPL-8ft3CCT | 8ft | 64W/75W/90W | AC100-277Vac | 3.5/4/5k (Tunable) | 80 | 8320/9750/11700LM | 130lm/w | 0-10V | White/Metal/PVC | FALSE |  |  |  |  | TRUE | 9.8 | FALSE |  | FALSE |  | FALSE | Surface/Suspension/Continuous | FALSE |  |  | ETL DLC | 75 days | https://drive.google.com/file/d/1KIAA4R1h68OPsnqewllPdU8l2Qu4B0jm/view?usp=drive_link |  | TBN | $28.76 (DDP) | $29.10 (DDP) |  | https://drive.google.com/file/d/12kBc5RnM-hegmKXhNcros0q9kACMNquy/view?usp=sharing
LED Linear Series | Strip Light | DM-ST8FT90WT-35G5K-[blank, EM, MS, ES] | BHD-STRIPL-8ft3CCT | 8ft | 64W/75W/90W | AC100-277Vac | 3.5/4/5k (Tunable) | 80 | 8320/9750/11700LM | 130lm/w | 0-10V | White/Metal/PVC | FALSE |  |  |  |  | TRUE | 9.8 | FALSE |  | FALSE |  | FALSE | Surface/Suspension/Continuous | TRUE |  |  | ETL DLC | 75 days | https://drive.google.com/file/d/1KIAA4R1h68OPsnqewllPdU8l2Qu4B0jm/view?usp=drive_link |  | TBN | $28.76 (DDP) | $29.10 (DDP) |  | https://drive.google.com/file/d/12kBc5RnM-hegmKXhNcros0q9kACMNquy/view?usp=sharing
LED Linear Series | Strip Light | DM-ST8FT90WT-35G5K-[blank, EM, MS, ES] | BHD-STRIPL-8ft3CCT | 8ft | 64W/75W/90W | AC100-277Vac | 3.5/4/5k (Tunable) | 80 | 8320/9750/11700LM | 130lm/w | 0-10V | White/Metal/PVC | FALSE |  |  |  |  | FALSE |  | FALSE |  | FALSE |  | TRUE | Surface/Suspension/Continuous | FALSE |  |  | ETL DLC | 75 days | https://drive.google.com/file/d/1KIAA4R1h68OPsnqewllPdU8l2Qu4B0jm/view?usp=drive_link |  | TBN | $28.76 (DDP) | $29.10 (DDP) |  | https://drive.google.com/file/d/12kBc5RnM-hegmKXhNcros0q9kACMNquy/view?usp=sharing
LED Linear Series | Strip Light | DM-ST8FT90WT-35G5K-[blank, EM, MS, ES] | BHD-STRIPL-8ft3CCT | 8ft | 64W/75W/90W | AC100-277Vac | 3.5/4/5k (Tunable) | 80 | 8320/9750/11700LM | 130lm/w | 0-10V | White/Metal/PVC | FALSE |  |  |  |  | FALSE |  | FALSE |  | FALSE |  | TRUE | Surface/Suspension/Continuous | TRUE |  |  | ETL DLC | 75 days | https://drive.google.com/file/d/1KIAA4R1h68OPsnqewllPdU8l2Qu4B0jm/view?usp=drive_link |  | TBN | $28.76 (DDP) | $29.10 (DDP) |  | https://drive.google.com/file/d/12kBc5RnM-hegmKXhNcros0q9kACMNquy/view?usp=sharing
LED Linear Series | Strip Light | DM-ST8FT90WT-35G5K-[blank, EM, MS, ES] | BHD-STRIPL-8ft3CCT | 8ft | 64W/75W/90W | AC100-277Vac | 3.5/4/5k (Tunable) | 80 | 8320/9750/11700LM | 130lm/w | 0-10V | White/Metal/PVC | FALSE |  |  |  |  | TRUE | 9.8 | FALSE |  | FALSE |  | TRUE | Surface/Suspension/Continuous | FALSE |  |  | ETL DLC | 75 days | https://drive.google.com/file/d/1KIAA4R1h68OPsnqewllPdU8l2Qu4B0jm/view?usp=drive_link |  | TBN | $28.76 (DDP) | $29.10 (DDP) |  | https://drive.google.com/file/d/12kBc5RnM-hegmKXhNcros0q9kACMNquy/view?usp=sharing
LED Linear Series | Strip Light | DM-ST8FT90WT-35G5K-[blank, EM, MS, ES] | BHD-STRIPL-8ft3CCT | 8ft | 64W/75W/90W | AC100-277Vac | 3.5/4/5k (Tunable) | 80 | 8320/9750/11700LM | 130lm/w | 0-10V | White/Metal/PVC | FALSE |  |  |  |  | TRUE | 9.8 | FALSE |  | FALSE |  | TRUE | Surface/Suspension/Continuous | TRUE |  |  | ETL DLC | 75 days | https://drive.google.com/file/d/1KIAA4R1h68OPsnqewllPdU8l2Qu4B0jm/view?usp=drive_link |  | TBN | $28.76 (DDP) | $29.10 (DDP) |  | https://drive.google.com/file/d/12kBc5RnM-hegmKXhNcros0q9kACMNquy/view?usp=sharing
LED Linear Series | Strip Light | DM-ST8FT90WT-35G5K-[blank, EM, MS, ES] | BHD-STRIPL-8ft3CCT | 8ft | 64W/75W/90W | AC100-277Vac | 3.5/4/5k (Tunable) | 80 | 8320/9750/11700LM | 130lm/w | 0-10V | White/Metal/PVC | FALSE |  |  |  |  | FALSE |  | FALSE |  | TRUE | 17 | FALSE | Surface/Suspension/Continuous | FALSE |  |  | ETL DLC | 75 days | https://drive.google.com/file/d/1KIAA4R1h68OPsnqewllPdU8l2Qu4B0jm/view?usp=drive_link |  | TBN | $28.76 (DDP) | $29.10 (DDP) |  | https://drive.google.com/file/d/12kBc5RnM-hegmKXhNcros0q9kACMNquy/view?usp=sharing
LED Linear Series | Strip Light | DM-ST8FT90WT-35G5K-[blank, EM, MS, ES] | BHD-STRIPL-8ft3CCT | 8ft | 64W/75W/90W | AC100-277Vac | 3.5/4/5k (Tunable) | 80 | 8320/9750/11700LM | 130lm/w | 0-10V | White/Metal/PVC | FALSE |  |  |  |  | FALSE |  | FALSE |  | TRUE | 17 | FALSE | Surface/Suspension/Continuous | TRUE |  |  | ETL DLC | 75 days | https://drive.google.com/file/d/1KIAA4R1h68OPsnqewllPdU8l2Qu4B0jm/view?usp=drive_link |  | TBN | $28.76 (DDP) | $29.10 (DDP) |  | https://drive.google.com/file/d/12kBc5RnM-hegmKXhNcros0q9kACMNquy/view?usp=sharing
LED Linear Series | Strip Light | DM-ST8FT90WT-35G5K-[blank, EM, MS, ES] | BHD-STRIPL-8ft3CCT | 8ft | 64W/75W/90W | AC100-277Vac | 3.5/4/5k (Tunable) | 80 | 8320/9750/11700LM | 130lm/w | 0-10V | White/Metal/PVC | FALSE |  |  |  |  | TRUE | 9.8 | FALSE |  | TRUE | 17 | FALSE | Surface/Suspension/Continuous | FALSE |  |  | ETL DLC | 75 days | https://drive.google.com/file/d/1KIAA4R1h68OPsnqewllPdU8l2Qu4B0jm/view?usp=drive_link |  | TBN | $28.76 (DDP) | $29.10 (DDP) |  | https://drive.google.com/file/d/12kBc5RnM-hegmKXhNcros0q9kACMNquy/view?usp=sharing
LED Linear Series | Strip Light | DM-ST8FT90WT-35G5K-[blank, EM, MS, ES] | BHD-STRIPL-8ft3CCT | 8ft | 64W/75W/90W | AC100-277Vac | 3.5/4/5k (Tunable) | 80 | 8320/9750/11700LM | 130lm/w | 0-10V | White/Metal/PVC | FALSE |  |  |  |  | TRUE | 9.8 | FALSE |  | TRUE | 17 | FALSE | Surface/Suspension/Continuous | TRUE |  |  | ETL DLC | 75 days | https://drive.google.com/file/d/1KIAA4R1h68OPsnqewllPdU8l2Qu4B0jm/view?usp=drive_link |  | TBN | $28.76 (DDP) | $29.10 (DDP) |  | https://drive.google.com/file/d/12kBc5RnM-hegmKXhNcros0q9kACMNquy/view?usp=sharing
LED Linear Series | Strip Light | DM-ST8FT90WT-35G5K-[blank, EM, MS, ES] | BHD-STRIPL-8ft3CCT | 8ft | 64W/75W/90W | AC100-277Vac | 3.5/4/5k (Tunable) | 80 | 8320/9750/11700LM | 130lm/w | 0-10V | White/Metal/PVC | FALSE |  |  |  |  | FALSE |  | FALSE |  | TRUE | 17 | TRUE | Surface/Suspension/Continuous | FALSE |  |  | ETL DLC | 75 days | https://drive.google.com/file/d/1KIAA4R1h68OPsnqewllPdU8l2Qu4B0jm/view?usp=drive_link |  | TBN | $28.76 (DDP) | $29.10 (DDP) |  | https://drive.google.com/file/d/12kBc5RnM-hegmKXhNcros0q9kACMNquy/view?usp=sharing
LED Linear Series | Strip Light | DM-ST8FT90WT-35G5K-[blank, EM, MS, ES] | BHD-STRIPL-8ft3CCT | 8ft | 64W/75W/90W | AC100-277Vac | 3.5/4/5k (Tunable) | 80 | 8320/9750/11700LM | 130lm/w | 0-10V | White/Metal/PVC | FALSE |  |  |  |  | FALSE |  | FALSE |  | TRUE | 17 | TRUE | Surface/Suspension/Continuous | TRUE |  |  | ETL DLC | 75 days | https://drive.google.com/file/d/1KIAA4R1h68OPsnqewllPdU8l2Qu4B0jm/view?usp=drive_link |  | TBN | $28.76 (DDP) | $29.10 (DDP) |  | https://drive.google.com/file/d/12kBc5RnM-hegmKXhNcros0q9kACMNquy/view?usp=sharing
LED Linear Series | Strip Light | DM-ST8FT90WT-35G5K-[blank, EM, MS, ES] | BHD-STRIPL-8ft3CCT | 8ft | 64W/75W/90W | AC100-277Vac | 3.5/4/5k (Tunable) | 80 | 8320/9750/11700LM | 130lm/w | 0-10V | White/Metal/PVC | FALSE |  |  |  |  | TRUE | 9.8 | FALSE |  | TRUE | 17 | TRUE | Surface/Suspension/Continuous | FALSE |  |  | ETL DLC | 75 days | https://drive.google.com/file/d/1KIAA4R1h68OPsnqewllPdU8l2Qu4B0jm/view?usp=drive_link |  | TBN | $28.76 (DDP) | $29.10 (DDP) |  | https://drive.google.com/file/d/12kBc5RnM-hegmKXhNcros0q9kACMNquy/view?usp=sharing
LED Linear Series | Strip Light | DM-ST8FT90WT-35G5K-[blank, EM, MS, ES] | BHD-STRIPL-8ft3CCT | 8ft | 64W/75W/90W | AC100-277Vac | 3.5/4/5k (Tunable) | 80 | 8320/9750/11700LM | 130lm/w | 0-10V | White/Metal/PVC | FALSE |  |  |  |  | TRUE | 9.8 | FALSE |  | TRUE | 17 | TRUE | Surface/Suspension/Continuous | TRUE |  |  | ETL DLC | 75 days | https://drive.google.com/file/d/1KIAA4R1h68OPsnqewllPdU8l2Qu4B0jm/view?usp=drive_link |  | TBN | $28.76 (DDP) | $29.10 (DDP) |  | https://drive.google.com/file/d/12kBc5RnM-hegmKXhNcros0q9kACMNquy/view?usp=sharing
LED Linear Series | Strip Light | DM-ST8FT90WT-35G5K-[blank, EM, MS, ES] | BHD-STRIPL-8ft3CCT | 8ft | 64W/75W/90W | AC100-277Vac | 3.5/4/5k (Tunable) | 80 | 8320/9750/11700LM | 130lm/w | 0-10V | White/Metal/PVC | FALSE |  |  |  |  | FALSE |  | TRUE |  | FALSE |  | FALSE | Surface/Suspension/Continuous | FALSE |  |  | ETL DLC | 75 days | https://drive.google.com/file/d/1KIAA4R1h68OPsnqewllPdU8l2Qu4B0jm/view?usp=drive_link |  | TBN | $28.76 (DDP) | $29.10 (DDP) |  | https://drive.google.com/file/d/12kBc5RnM-hegmKXhNcros0q9kACMNquy/view?usp=sharing
LED Linear Series | Strip Light | DM-ST8FT90WT-35G5K-[blank, EM, MS, ES] | BHD-STRIPL-8ft3CCT | 8ft | 64W/75W/90W | AC100-277Vac | 3.5/4/5k (Tunable) | 80 | 8320/9750/11700LM | 130lm/w | 0-10V | White/Metal/PVC | FALSE |  |  |  |  | FALSE |  | TRUE |  | FALSE |  | FALSE | Surface/Suspension/Continuous | TRUE |  |  | ETL DLC | 75 days | https://drive.google.com/file/d/1KIAA4R1h68OPsnqewllPdU8l2Qu4B0jm/view?usp=drive_link |  | TBN | $28.76 (DDP) | $29.10 (DDP) |  | https://drive.google.com/file/d/12kBc5RnM-hegmKXhNcros0q9kACMNquy/view?usp=sharing
LED Linear Series | Strip Light | DM-ST8FT90WT-35G5K-[blank, EM, MS, ES] | BHD-STRIPL-8ft3CCT | 8ft | 64W/75W/90W | AC100-277Vac | 3.5/4/5k (Tunable) | 80 | 8320/9750/11700LM | 130lm/w | 0-10V | White/Metal/PVC | FALSE |  |  |  |  | TRUE | 9.8 | TRUE |  | FALSE |  | FALSE | Surface/Suspension/Continuous | FALSE |  |  | ETL DLC | 75 days | https://drive.google.com/file/d/1KIAA4R1h68OPsnqewllPdU8l2Qu4B0jm/view?usp=drive_link |  | TBN | $28.76 (DDP) | $29.10 (DDP) |  | https://drive.google.com/file/d/12kBc5RnM-hegmKXhNcros0q9kACMNquy/view?usp=sharing
LED Linear Series | Strip Light | DM-ST8FT90WT-35G5K-[blank, EM, MS, ES] | BHD-STRIPL-8ft3CCT | 8ft | 64W/75W/90W | AC100-277Vac | 3.5/4/5k (Tunable) | 80 | 8320/9750/11700LM | 130lm/w | 0-10V | White/Metal/PVC | FALSE |  |  |  |  | TRUE | 9.8 | TRUE |  | FALSE |  | FALSE | Surface/Suspension/Continuous | TRUE |  |  | ETL DLC | 75 days | https://drive.google.com/file/d/1KIAA4R1h68OPsnqewllPdU8l2Qu4B0jm/view?usp=drive_link |  | TBN | $28.76 (DDP) | $29.10 (DDP) |  | https://drive.google.com/file/d/12kBc5RnM-hegmKXhNcros0q9kACMNquy/view?usp=sharing
LED Linear Series | Strip Light | DM-ST8FT90WT-35G5K-[blank, EM, MS, ES] | BHD-STRIPL-8ft3CCT | 8ft | 64W/75W/90W | AC100-277Vac | 3.5/4/5k (Tunable) | 80 | 8320/9750/11700LM | 130lm/w | 0-10V | White/Metal/PVC | FALSE |  |  |  |  | FALSE |  | TRUE |  | FALSE |  | TRUE | Surface/Suspension/Continuous | FALSE |  |  | ETL DLC | 75 days | https://drive.google.com/file/d/1KIAA4R1h68OPsnqewllPdU8l2Qu4B0jm/view?usp=drive_link |  | TBN | $28.76 (DDP) | $29.10 (DDP) |  | https://drive.google.com/file/d/12kBc5RnM-hegmKXhNcros0q9kACMNquy/view?usp=sharing
LED Linear Series | Strip Light | DM-ST8FT90WT-35G5K-[blank, EM, MS, ES] | BHD-STRIPL-8ft3CCT | 8ft | 64W/75W/90W | AC100-277Vac | 3.5/4/5k (Tunable) | 80 | 8320/9750/11700LM | 130lm/w | 0-10V | White/Metal/PVC | FALSE |  |  |  |  | FALSE |  | TRUE |  | FALSE |  | TRUE | Surface/Suspension/Continuous | TRUE |  |  | ETL DLC | 75 days | https://drive.google.com/file/d/1KIAA4R1h68OPsnqewllPdU8l2Qu4B0jm/view?usp=drive_link |  | TBN | $28.76 (DDP) | $29.10 (DDP) |  | https://drive.google.com/file/d/12kBc5RnM-hegmKXhNcros0q9kACMNquy/view?usp=sharing
LED Linear Series | Strip Light | DM-ST8FT90WT-35G5K-[blank, EM, MS, ES] | BHD-STRIPL-8ft3CCT | 8ft | 64W/75W/90W | AC100-277Vac | 3.5/4/5k (Tunable) | 80 | 8320/9750/11700LM | 130lm/w | 0-10V | White/Metal/PVC | FALSE |  |  |  |  | TRUE | 9.8 | TRUE |  | FALSE |  | TRUE | Surface/Suspension/Continuous | FALSE |  |  | ETL DLC | 75 days | https://drive.google.com/file/d/1KIAA4R1h68OPsnqewllPdU8l2Qu4B0jm/view?usp=drive_link |  | TBN | $28.76 (DDP) | $29.10 (DDP) |  | https://drive.google.com/file/d/12kBc5RnM-hegmKXhNcros0q9kACMNquy/view?usp=sharing
LED Linear Series | Strip Light | DM-ST8FT90WT-35G5K-[blank, EM, MS, ES] | BHD-STRIPL-8ft3CCT | 8ft | 64W/75W/90W | AC100-277Vac | 3.5/4/5k (Tunable) | 80 | 8320/9750/11700LM | 130lm/w | 0-10V | White/Metal/PVC | FALSE |  |  |  |  | TRUE | 9.8 | TRUE |  | FALSE |  | TRUE | Surface/Suspension/Continuous | TRUE |  |  | ETL DLC | 75 days | https://drive.google.com/file/d/1KIAA4R1h68OPsnqewllPdU8l2Qu4B0jm/view?usp=drive_link |  | TBN | $28.76 (DDP) | $29.10 (DDP) |  | https://drive.google.com/file/d/12kBc5RnM-hegmKXhNcros0q9kACMNquy/view?usp=sharing
LED Linear Series | Strip Light | DM-ST8FT90WT-35G5K-[blank, EM, MS, ES] | BHD-STRIPL-8ft3CCT | 8ft | 64W/75W/90W | AC100-277Vac | 3.5/4/5k (Tunable) | 80 | 8320/9750/11700LM | 130lm/w | 0-10V | White/Metal/PVC | FALSE |  |  |  |  | FALSE |  | TRUE |  | TRUE | 17 | FALSE | Surface/Suspension/Continuous | FALSE |  |  | ETL DLC | 75 days | https://drive.google.com/file/d/1KIAA4R1h68OPsnqewllPdU8l2Qu4B0jm/view?usp=drive_link |  | TBN | $28.76 (DDP) | $29.10 (DDP) |  | https://drive.google.com/file/d/12kBc5RnM-hegmKXhNcros0q9kACMNquy/view?usp=sharing
LED Linear Series | Strip Light | DM-ST8FT90WT-35G5K-[blank, EM, MS, ES] | BHD-STRIPL-8ft3CCT | 8ft | 64W/75W/90W | AC100-277Vac | 3.5/4/5k (Tunable) | 80 | 8320/9750/11700LM | 130lm/w | 0-10V | White/Metal/PVC | FALSE |  |  |  |  | FALSE |  | TRUE |  | TRUE | 17 | FALSE | Surface/Suspension/Continuous | TRUE |  |  | ETL DLC | 75 days | https://drive.google.com/file/d/1KIAA4R1h68OPsnqewllPdU8l2Qu4B0jm/view?usp=drive_link |  | TBN | $28.76 (DDP) | $29.10 (DDP) |  | https://drive.google.com/file/d/12kBc5RnM-hegmKXhNcros0q9kACMNquy/view?usp=sharing
LED Linear Series | Strip Light | DM-ST8FT90WT-35G5K-[blank, EM, MS, ES] | BHD-STRIPL-8ft3CCT | 8ft | 64W/75W/90W | AC100-277Vac | 3.5/4/5k (Tunable) | 80 | 8320/9750/11700LM | 130lm/w | 0-10V | White/Metal/PVC | FALSE |  |  |  |  | TRUE | 9.8 | TRUE |  | TRUE | 17 | FALSE | Surface/Suspension/Continuous | FALSE |  |  | ETL DLC | 75 days | https://drive.google.com/file/d/1KIAA4R1h68OPsnqewllPdU8l2Qu4B0jm/view?usp=drive_link |  | TBN | $28.76 (DDP) | $29.10 (DDP) |  | https://drive.google.com/file/d/12kBc5RnM-hegmKXhNcros0q9kACMNquy/view?usp=sharing
LED Linear Series | Strip Light | DM-ST8FT90WT-35G5K-[blank, EM, MS, ES] | BHD-STRIPL-8ft3CCT | 8ft | 64W/75W/90W | AC100-277Vac | 3.5/4/5k (Tunable) | 80 | 8320/9750/11700LM | 130lm/w | 0-10V | White/Metal/PVC | FALSE |  |  |  |  | TRUE | 9.8 | TRUE |  | TRUE | 17 | FALSE | Surface/Suspension/Continuous | TRUE |  |  | ETL DLC | 75 days | https://drive.google.com/file/d/1KIAA4R1h68OPsnqewllPdU8l2Qu4B0jm/view?usp=drive_link |  | TBN | $28.76 (DDP) | $29.10 (DDP) |  | https://drive.google.com/file/d/12kBc5RnM-hegmKXhNcros0q9kACMNquy/view?usp=sharing
LED Linear Series | Strip Light | DM-ST8FT90WT-35G5K-[blank, EM, MS, ES] | BHD-STRIPL-8ft3CCT | 8ft | 64W/75W/90W | AC100-277Vac | 3.5/4/5k (Tunable) | 80 | 8320/9750/11700LM | 130lm/w | 0-10V | White/Metal/PVC | FALSE |  |  |  |  | FALSE |  | TRUE |  | TRUE | 17 | TRUE | Surface/Suspension/Continuous | FALSE |  |  | ETL DLC | 75 days | https://drive.google.com/file/d/1KIAA4R1h68OPsnqewllPdU8l2Qu4B0jm/view?usp=drive_link |  | TBN | $28.76 (DDP) | $29.10 (DDP) |  | https://drive.google.com/file/d/12kBc5RnM-hegmKXhNcros0q9kACMNquy/view?usp=sharing
LED Linear Series | Strip Light | DM-ST8FT90WT-35G5K-[blank, EM, MS, ES] | BHD-STRIPL-8ft3CCT | 8ft | 64W/75W/90W | AC100-277Vac | 3.5/4/5k (Tunable) | 80 | 8320/9750/11700LM | 130lm/w | 0-10V | White/Metal/PVC | FALSE |  |  |  |  | FALSE |  | TRUE |  | TRUE | 17 | TRUE | Surface/Suspension/Continuous | TRUE |  |  | ETL DLC | 75 days | https://drive.google.com/file/d/1KIAA4R1h68OPsnqewllPdU8l2Qu4B0jm/view?usp=drive_link |  | TBN | $28.76 (DDP) | $29.10 (DDP) |  | https://drive.google.com/file/d/12kBc5RnM-hegmKXhNcros0q9kACMNquy/view?usp=sharing
LED Linear Series | Strip Light | DM-ST8FT90WT-35G5K-[blank, EM, MS, ES] | BHD-STRIPL-8ft3CCT | 8ft | 64W/75W/90W | AC100-277Vac | 3.5/4/5k (Tunable) | 80 | 8320/9750/11700LM | 130lm/w | 0-10V | White/Metal/PVC | FALSE |  |  |  |  | TRUE | 9.8 | TRUE |  | TRUE | 17 | TRUE | Surface/Suspension/Continuous | FALSE |  |  | ETL DLC | 75 days | https://drive.google.com/file/d/1KIAA4R1h68OPsnqewllPdU8l2Qu4B0jm/view?usp=drive_link |  | TBN | $28.76 (DDP) | $29.10 (DDP) |  | https://drive.google.com/file/d/12kBc5RnM-hegmKXhNcros0q9kACMNquy/view?usp=sharing
LED Linear Series | Strip Light | DM-ST8FT90WT-35G5K-[blank, EM, MS, ES] | BHD-STRIPL-8ft3CCT | 8ft | 64W/75W/90W | AC100-277Vac | 3.5/4/5k (Tunable) | 80 | 8320/9750/11700LM | 130lm/w | 0-10V | White/Metal/PVC | FALSE |  |  |  |  | TRUE | 9.8 | TRUE |  | TRUE | 17 | TRUE | Surface/Suspension/Continuous | TRUE |  |  | ETL DLC | 75 days | https://drive.google.com/file/d/1KIAA4R1h68OPsnqewllPdU8l2Qu4B0jm/view?usp=drive_link |  | TBN | $28.76 (DDP) | $29.10 (DDP) |  | https://drive.google.com/file/d/12kBc5RnM-hegmKXhNcros0q9kACMNquy/view?usp=sharing
LED Linear Series | Strip Light | DM-ST8FT90WT-35G5K-[blank, EM, MS, ES] | BHD-STRIPL-8ft3CCT | 8ft | 64W/75W/90W | AC100-277Vac | 3.5/4/5k (Tunable) | 80 | 8320/9750/11700LM | 130lm/w | 0-10V | White/Metal/PVC | TRUE | TRUE |  | TRUE | 4.3 | FALSE |  | FALSE |  | FALSE |  | FALSE | Surface/Suspension/Continuous | FALSE |  |  | ETL DLC | 75 days | https://drive.google.com/file/d/1KIAA4R1h68OPsnqewllPdU8l2Qu4B0jm/view?usp=drive_link |  | TBN | $28.76 (DDP) | $29.10 (DDP) |  | https://drive.google.com/file/d/12kBc5RnM-hegmKXhNcros0q9kACMNquy/view?usp=sharing
LED Linear Series | Strip Light | DM-ST8FT90WT-35G5K-[blank, EM, MS, ES] | BHD-STRIPL-8ft3CCT | 8ft | 64W/75W/90W | AC100-277Vac | 3.5/4/5k (Tunable) | 80 | 8320/9750/11700LM | 130lm/w | 0-10V | White/Metal/PVC | TRUE | TRUE |  | TRUE | 4.3 | FALSE |  | FALSE |  | FALSE |  | FALSE | Surface/Suspension/Continuous | TRUE |  |  | ETL DLC | 75 days | https://drive.google.com/file/d/1KIAA4R1h68OPsnqewllPdU8l2Qu4B0jm/view?usp=drive_link |  | TBN | $28.76 (DDP) | $29.10 (DDP) |  | https://drive.google.com/file/d/12kBc5RnM-hegmKXhNcros0q9kACMNquy/view?usp=sharing
LED Linear Series | Strip Light | DM-ST8FT90WT-35G5K-[blank, EM, MS, ES] | BHD-STRIPL-8ft3CCT | 8ft | 64W/75W/90W | AC100-277Vac | 3.5/4/5k (Tunable) | 80 | 8320/9750/11700LM | 130lm/w | 0-10V | White/Metal/PVC | TRUE | TRUE |  | TRUE | 4.3 | TRUE | 9.8 | FALSE |  | FALSE |  | FALSE | Surface/Suspension/Continuous | FALSE |  |  | ETL DLC | 75 days | https://drive.google.com/file/d/1KIAA4R1h68OPsnqewllPdU8l2Qu4B0jm/view?usp=drive_link |  | TBN | $28.76 (DDP) | $29.10 (DDP) |  | https://drive.google.com/file/d/12kBc5RnM-hegmKXhNcros0q9kACMNquy/view?usp=sharing
LED Linear Series | Strip Light | DM-ST8FT90WT-35G5K-[blank, EM, MS, ES] | BHD-STRIPL-8ft3CCT | 8ft | 64W/75W/90W | AC100-277Vac | 3.5/4/5k (Tunable) | 80 | 8320/9750/11700LM | 130lm/w | 0-10V | White/Metal/PVC | TRUE | TRUE |  | TRUE | 4.3 | TRUE | 9.8 | FALSE |  | FALSE |  | FALSE | Surface/Suspension/Continuous | TRUE |  |  | ETL DLC | 75 days | https://drive.google.com/file/d/1KIAA4R1h68OPsnqewllPdU8l2Qu4B0jm/view?usp=drive_link |  | TBN | $28.76 (DDP) | $29.10 (DDP) |  | https://drive.google.com/file/d/12kBc5RnM-hegmKXhNcros0q9kACMNquy/view?usp=sharing
LED Linear Series | Strip Light | DM-ST8FT90WT-35G5K-[blank, EM, MS, ES] | BHD-STRIPL-8ft3CCT | 8ft | 64W/75W/90W | AC100-277Vac | 3.5/4/5k (Tunable) | 80 | 8320/9750/11700LM | 130lm/w | 0-10V | White/Metal/PVC | TRUE | TRUE |  | TRUE | 4.3 | FALSE |  | FALSE |  | FALSE |  | TRUE | Surface/Suspension/Continuous | FALSE |  |  | ETL DLC | 75 days | https://drive.google.com/file/d/1KIAA4R1h68OPsnqewllPdU8l2Qu4B0jm/view?usp=drive_link |  | TBN | $28.76 (DDP) | $29.10 (DDP) |  | https://drive.google.com/file/d/12kBc5RnM-hegmKXhNcros0q9kACMNquy/view?usp=sharing
LED Linear Series | Strip Light | DM-ST8FT90WT-35G5K-[blank, EM, MS, ES] | BHD-STRIPL-8ft3CCT | 8ft | 64W/75W/90W | AC100-277Vac | 3.5/4/5k (Tunable) | 80 | 8320/9750/11700LM | 130lm/w | 0-10V | White/Metal/PVC | TRUE | TRUE |  | TRUE | 4.3 | FALSE |  | FALSE |  | FALSE |  | TRUE | Surface/Suspension/Continuous | TRUE |  |  | ETL DLC | 75 days | https://drive.google.com/file/d/1KIAA4R1h68OPsnqewllPdU8l2Qu4B0jm/view?usp=drive_link |  | TBN | $28.76 (DDP) | $29.10 (DDP) |  | https://drive.google.com/file/d/12kBc5RnM-hegmKXhNcros0q9kACMNquy/view?usp=sharing
LED Linear Series | Strip Light | DM-ST8FT90WT-35G5K-[blank, EM, MS, ES] | BHD-STRIPL-8ft3CCT | 8ft | 64W/75W/90W | AC100-277Vac | 3.5/4/5k (Tunable) | 80 | 8320/9750/11700LM | 130lm/w | 0-10V | White/Metal/PVC | TRUE | TRUE |  | TRUE | 4.3 | TRUE | 9.8 | FALSE |  | FALSE |  | TRUE | Surface/Suspension/Continuous | FALSE |  |  | ETL DLC | 75 days | https://drive.google.com/file/d/1KIAA4R1h68OPsnqewllPdU8l2Qu4B0jm/view?usp=drive_link |  | TBN | $28.76 (DDP) | $29.10 (DDP) |  | https://drive.google.com/file/d/12kBc5RnM-hegmKXhNcros0q9kACMNquy/view?usp=sharing
LED Linear Series | Strip Light | DM-ST8FT90WT-35G5K-[blank, EM, MS, ES] | BHD-STRIPL-8ft3CCT | 8ft | 64W/75W/90W | AC100-277Vac | 3.5/4/5k (Tunable) | 80 | 8320/9750/11700LM | 130lm/w | 0-10V | White/Metal/PVC | TRUE | TRUE |  | TRUE | 4.3 | TRUE | 9.8 | FALSE |  | FALSE |  | TRUE | Surface/Suspension/Continuous | TRUE |  |  | ETL DLC | 75 days | https://drive.google.com/file/d/1KIAA4R1h68OPsnqewllPdU8l2Qu4B0jm/view?usp=drive_link |  | TBN | $28.76 (DDP) | $29.10 (DDP) |  | https://drive.google.com/file/d/12kBc5RnM-hegmKXhNcros0q9kACMNquy/view?usp=sharing
LED Linear Series | Strip Light | DM-ST8FT90WT-35G5K-[blank, EM, MS, ES] | BHD-STRIPL-8ft3CCT | 8ft | 64W/75W/90W | AC100-277Vac | 3.5/4/5k (Tunable) | 80 | 8320/9750/11700LM | 130lm/w | 0-10V | White/Metal/PVC | TRUE | TRUE |  | TRUE | 4.3 | FALSE |  | FALSE |  | TRUE | 17 | FALSE | Surface/Suspension/Continuous | FALSE |  |  | ETL DLC | 75 days | https://drive.google.com/file/d/1KIAA4R1h68OPsnqewllPdU8l2Qu4B0jm/view?usp=drive_link |  | TBN | $28.76 (DDP) | $29.10 (DDP) |  | https://drive.google.com/file/d/12kBc5RnM-hegmKXhNcros0q9kACMNquy/view?usp=sharing
LED Linear Series | Strip Light | DM-ST8FT90WT-35G5K-[blank, EM, MS, ES] | BHD-STRIPL-8ft3CCT | 8ft | 64W/75W/90W | AC100-277Vac | 3.5/4/5k (Tunable) | 80 | 8320/9750/11700LM | 130lm/w | 0-10V | White/Metal/PVC | TRUE | TRUE |  | TRUE | 4.3 | FALSE |  | FALSE |  | TRUE | 17 | FALSE | Surface/Suspension/Continuous | TRUE |  |  | ETL DLC | 75 days | https://drive.google.com/file/d/1KIAA4R1h68OPsnqewllPdU8l2Qu4B0jm/view?usp=drive_link |  | TBN | $28.76 (DDP) | $29.10 (DDP) |  | https://drive.google.com/file/d/12kBc5RnM-hegmKXhNcros0q9kACMNquy/view?usp=sharing
LED Linear Series | Strip Light | DM-ST8FT90WT-35G5K-[blank, EM, MS, ES] | BHD-STRIPL-8ft3CCT | 8ft | 64W/75W/90W | AC100-277Vac | 3.5/4/5k (Tunable) | 80 | 8320/9750/11700LM | 130lm/w | 0-10V | White/Metal/PVC | TRUE | TRUE |  | TRUE | 4.3 | TRUE | 9.8 | FALSE |  | TRUE | 17 | FALSE | Surface/Suspension/Continuous | FALSE |  |  | ETL DLC | 75 days | https://drive.google.com/file/d/1KIAA4R1h68OPsnqewllPdU8l2Qu4B0jm/view?usp=drive_link |  | TBN | $28.76 (DDP) | $29.10 (DDP) |  | https://drive.google.com/file/d/12kBc5RnM-hegmKXhNcros0q9kACMNquy/view?usp=sharing
LED Linear Series | Strip Light | DM-ST8FT90WT-35G5K-[blank, EM, MS, ES] | BHD-STRIPL-8ft3CCT | 8ft | 64W/75W/90W | AC100-277Vac | 3.5/4/5k (Tunable) | 80 | 8320/9750/11700LM | 130lm/w | 0-10V | White/Metal/PVC | TRUE | TRUE |  | TRUE | 4.3 | TRUE | 9.8 | FALSE |  | TRUE | 17 | FALSE | Surface/Suspension/Continuous | TRUE |  |  | ETL DLC | 75 days | https://drive.google.com/file/d/1KIAA4R1h68OPsnqewllPdU8l2Qu4B0jm/view?usp=drive_link |  | TBN | $28.76 (DDP) | $29.10 (DDP) |  | https://drive.google.com/file/d/12kBc5RnM-hegmKXhNcros0q9kACMNquy/view?usp=sharing
LED Linear Series | Strip Light | DM-ST8FT90WT-35G5K-[blank, EM, MS, ES] | BHD-STRIPL-8ft3CCT | 8ft | 64W/75W/90W | AC100-277Vac | 3.5/4/5k (Tunable) | 80 | 8320/9750/11700LM | 130lm/w | 0-10V | White/Metal/PVC | TRUE | TRUE |  | TRUE | 4.3 | FALSE |  | FALSE |  | TRUE | 17 | TRUE | Surface/Suspension/Continuous | FALSE |  |  | ETL DLC | 75 days | https://drive.google.com/file/d/1KIAA4R1h68OPsnqewllPdU8l2Qu4B0jm/view?usp=drive_link |  | TBN | $28.76 (DDP) | $29.10 (DDP) |  | https://drive.google.com/file/d/12kBc5RnM-hegmKXhNcros0q9kACMNquy/view?usp=sharing
LED Linear Series | Strip Light | DM-ST8FT90WT-35G5K-[blank, EM, MS, ES] | BHD-STRIPL-8ft3CCT | 8ft | 64W/75W/90W | AC100-277Vac | 3.5/4/5k (Tunable) | 80 | 8320/9750/11700LM | 130lm/w | 0-10V | White/Metal/PVC | TRUE | TRUE |  | TRUE | 4.3 | FALSE |  | FALSE |  | TRUE | 17 | TRUE | Surface/Suspension/Continuous | TRUE |  |  | ETL DLC | 75 days | https://drive.google.com/file/d/1KIAA4R1h68OPsnqewllPdU8l2Qu4B0jm/view?usp=drive_link |  | TBN | $28.76 (DDP) | $29.10 (DDP) |  | https://drive.google.com/file/d/12kBc5RnM-hegmKXhNcros0q9kACMNquy/view?usp=sharing
LED Linear Series | Strip Light | DM-ST8FT90WT-35G5K-[blank, EM, MS, ES] | BHD-STRIPL-8ft3CCT | 8ft | 64W/75W/90W | AC100-277Vac | 3.5/4/5k (Tunable) | 80 | 8320/9750/11700LM | 130lm/w | 0-10V | White/Metal/PVC | TRUE | TRUE |  | TRUE | 4.3 | TRUE | 9.8 | FALSE |  | TRUE | 17 | TRUE | Surface/Suspension/Continuous | FALSE |  |  | ETL DLC | 75 days | https://drive.google.com/file/d/1KIAA4R1h68OPsnqewllPdU8l2Qu4B0jm/view?usp=drive_link |  | TBN | $28.76 (DDP) | $29.10 (DDP) |  | https://drive.google.com/file/d/12kBc5RnM-hegmKXhNcros0q9kACMNquy/view?usp=sharing
LED Linear Series | Strip Light | DM-ST8FT90WT-35G5K-[blank, EM, MS, ES] | BHD-STRIPL-8ft3CCT | 8ft | 64W/75W/90W | AC100-277Vac | 3.5/4/5k (Tunable) | 80 | 8320/9750/11700LM | 130lm/w | 0-10V | White/Metal/PVC | TRUE | TRUE |  | TRUE | 4.3 | TRUE | 9.8 | FALSE |  | TRUE | 17 | TRUE | Surface/Suspension/Continuous | TRUE |  |  | ETL DLC | 75 days | https://drive.google.com/file/d/1KIAA4R1h68OPsnqewllPdU8l2Qu4B0jm/view?usp=drive_link |  | TBN | $28.76 (DDP) | $29.10 (DDP) |  | https://drive.google.com/file/d/12kBc5RnM-hegmKXhNcros0q9kACMNquy/view?usp=sharing
LED Linear Series | Strip Light | DM-ST8FT90WT-35G5K-[blank, EM, MS, ES] | BHD-STRIPL-8ft3CCT | 8ft | 64W/75W/90W | AC100-277Vac | 3.5/4/5k (Tunable) | 80 | 8320/9750/11700LM | 130lm/w | 0-10V | White/Metal/PVC | TRUE | TRUE |  | TRUE | 4.3 | FALSE |  | TRUE |  | FALSE |  | FALSE | Surface/Suspension/Continuous | FALSE |  |  | ETL DLC | 75 days | https://drive.google.com/file/d/1KIAA4R1h68OPsnqewllPdU8l2Qu4B0jm/view?usp=drive_link |  | TBN | $28.76 (DDP) | $29.10 (DDP) |  | https://drive.google.com/file/d/12kBc5RnM-hegmKXhNcros0q9kACMNquy/view?usp=sharing
LED Linear Series | Strip Light | DM-ST8FT90WT-35G5K-[blank, EM, MS, ES] | BHD-STRIPL-8ft3CCT | 8ft | 64W/75W/90W | AC100-277Vac | 3.5/4/5k (Tunable) | 80 | 8320/9750/11700LM | 130lm/w | 0-10V | White/Metal/PVC | TRUE | TRUE |  | TRUE | 4.3 | FALSE |  | TRUE |  | FALSE |  | FALSE | Surface/Suspension/Continuous | TRUE |  |  | ETL DLC | 75 days | https://drive.google.com/file/d/1KIAA4R1h68OPsnqewllPdU8l2Qu4B0jm/view?usp=drive_link |  | TBN | $28.76 (DDP) | $29.10 (DDP) |  | https://drive.google.com/file/d/12kBc5RnM-hegmKXhNcros0q9kACMNquy/view?usp=sharing
LED Linear Series | Strip Light | DM-ST8FT90WT-35G5K-[blank, EM, MS, ES] | BHD-STRIPL-8ft3CCT | 8ft | 64W/75W/90W | AC100-277Vac | 3.5/4/5k (Tunable) | 80 | 8320/9750/11700LM | 130lm/w | 0-10V | White/Metal/PVC | TRUE | TRUE |  | TRUE | 4.3 | TRUE | 9.8 | TRUE |  | FALSE |  | FALSE | Surface/Suspension/Continuous | FALSE |  |  | ETL DLC | 75 days | https://drive.google.com/file/d/1KIAA4R1h68OPsnqewllPdU8l2Qu4B0jm/view?usp=drive_link |  | TBN | $28.76 (DDP) | $29.10 (DDP) |  | https://drive.google.com/file/d/12kBc5RnM-hegmKXhNcros0q9kACMNquy/view?usp=sharing
LED Linear Series | Strip Light | DM-ST8FT90WT-35G5K-[blank, EM, MS, ES] | BHD-STRIPL-8ft3CCT | 8ft | 64W/75W/90W | AC100-277Vac | 3.5/4/5k (Tunable) | 80 | 8320/9750/11700LM | 130lm/w | 0-10V | White/Metal/PVC | TRUE | TRUE |  | TRUE | 4.3 | TRUE | 9.8 | TRUE |  | FALSE |  | FALSE | Surface/Suspension/Continuous | TRUE |  |  | ETL DLC | 75 days | https://drive.google.com/file/d/1KIAA4R1h68OPsnqewllPdU8l2Qu4B0jm/view?usp=drive_link |  | TBN | $28.76 (DDP) | $29.10 (DDP) |  | https://drive.google.com/file/d/12kBc5RnM-hegmKXhNcros0q9kACMNquy/view?usp=sharing
LED Linear Series | Strip Light | DM-ST8FT90WT-35G5K-[blank, EM, MS, ES] | BHD-STRIPL-8ft3CCT | 8ft | 64W/75W/90W | AC100-277Vac | 3.5/4/5k (Tunable) | 80 | 8320/9750/11700LM | 130lm/w | 0-10V | White/Metal/PVC | TRUE | TRUE |  | TRUE | 4.3 | FALSE |  | TRUE |  | FALSE |  | TRUE | Surface/Suspension/Continuous | FALSE |  |  | ETL DLC | 75 days | https://drive.google.com/file/d/1KIAA4R1h68OPsnqewllPdU8l2Qu4B0jm/view?usp=drive_link |  | TBN | $28.76 (DDP) | $29.10 (DDP) |  | https://drive.google.com/file/d/12kBc5RnM-hegmKXhNcros0q9kACMNquy/view?usp=sharing
LED Linear Series | Strip Light | DM-ST8FT90WT-35G5K-[blank, EM, MS, ES] | BHD-STRIPL-8ft3CCT | 8ft | 64W/75W/90W | AC100-277Vac | 3.5/4/5k (Tunable) | 80 | 8320/9750/11700LM | 130lm/w | 0-10V | White/Metal/PVC | TRUE | TRUE |  | TRUE | 4.3 | FALSE |  | TRUE |  | FALSE |  | TRUE | Surface/Suspension/Continuous | TRUE |  |  | ETL DLC | 75 days | https://drive.google.com/file/d/1KIAA4R1h68OPsnqewllPdU8l2Qu4B0jm/view?usp=drive_link |  | TBN | $28.76 (DDP) | $29.10 (DDP) |  | https://drive.google.com/file/d/12kBc5RnM-hegmKXhNcros0q9kACMNquy/view?usp=sharing
LED Linear Series | Strip Light | DM-ST8FT90WT-35G5K-[blank, EM, MS, ES] | BHD-STRIPL-8ft3CCT | 8ft | 64W/75W/90W | AC100-277Vac | 3.5/4/5k (Tunable) | 80 | 8320/9750/11700LM | 130lm/w | 0-10V | White/Metal/PVC | TRUE | TRUE |  | TRUE | 4.3 | TRUE | 9.8 | TRUE |  | FALSE |  | TRUE | Surface/Suspension/Continuous | FALSE |  |  | ETL DLC | 75 days | https://drive.google.com/file/d/1KIAA4R1h68OPsnqewllPdU8l2Qu4B0jm/view?usp=drive_link |  | TBN | $28.76 (DDP) | $29.10 (DDP) |  | https://drive.google.com/file/d/12kBc5RnM-hegmKXhNcros0q9kACMNquy/view?usp=sharing
LED Linear Series | Strip Light | DM-ST8FT90WT-35G5K-[blank, EM, MS, ES] | BHD-STRIPL-8ft3CCT | 8ft | 64W/75W/90W | AC100-277Vac | 3.5/4/5k (Tunable) | 80 | 8320/9750/11700LM | 130lm/w | 0-10V | White/Metal/PVC | TRUE | TRUE |  | TRUE | 4.3 | TRUE | 9.8 | TRUE |  | FALSE |  | TRUE | Surface/Suspension/Continuous | TRUE |  |  | ETL DLC | 75 days | https://drive.google.com/file/d/1KIAA4R1h68OPsnqewllPdU8l2Qu4B0jm/view?usp=drive_link |  | TBN | $28.76 (DDP) | $29.10 (DDP) |  | https://drive.google.com/file/d/12kBc5RnM-hegmKXhNcros0q9kACMNquy/view?usp=sharing
LED Linear Series | Strip Light | DM-ST8FT90WT-35G5K-[blank, EM, MS, ES] | BHD-STRIPL-8ft3CCT | 8ft | 64W/75W/90W | AC100-277Vac | 3.5/4/5k (Tunable) | 80 | 8320/9750/11700LM | 130lm/w | 0-10V | White/Metal/PVC | TRUE | TRUE |  | TRUE | 4.3 | FALSE |  | TRUE |  | TRUE | 17 | FALSE | Surface/Suspension/Continuous | FALSE |  |  | ETL DLC | 75 days | https://drive.google.com/file/d/1KIAA4R1h68OPsnqewllPdU8l2Qu4B0jm/view?usp=drive_link |  | TBN | $28.76 (DDP) | $29.10 (DDP) |  | https://drive.google.com/file/d/12kBc5RnM-hegmKXhNcros0q9kACMNquy/view?usp=sharing
LED Linear Series | Strip Light | DM-ST8FT90WT-35G5K-[blank, EM, MS, ES] | BHD-STRIPL-8ft3CCT | 8ft | 64W/75W/90W | AC100-277Vac | 3.5/4/5k (Tunable) | 80 | 8320/9750/11700LM | 130lm/w | 0-10V | White/Metal/PVC | TRUE | TRUE |  | TRUE | 4.3 | FALSE |  | TRUE |  | TRUE | 17 | FALSE | Surface/Suspension/Continuous | TRUE |  |  | ETL DLC | 75 days | https://drive.google.com/file/d/1KIAA4R1h68OPsnqewllPdU8l2Qu4B0jm/view?usp=drive_link |  | TBN | $28.76 (DDP) | $29.10 (DDP) |  | https://drive.google.com/file/d/12kBc5RnM-hegmKXhNcros0q9kACMNquy/view?usp=sharing
LED Linear Series | Strip Light | DM-ST8FT90WT-35G5K-[blank, EM, MS, ES] | BHD-STRIPL-8ft3CCT | 8ft | 64W/75W/90W | AC100-277Vac | 3.5/4/5k (Tunable) | 80 | 8320/9750/11700LM | 130lm/w | 0-10V | White/Metal/PVC | TRUE | TRUE |  | TRUE | 4.3 | TRUE | 9.8 | TRUE |  | TRUE | 17 | FALSE | Surface/Suspension/Continuous | FALSE |  |  | ETL DLC | 75 days | https://drive.google.com/file/d/1KIAA4R1h68OPsnqewllPdU8l2Qu4B0jm/view?usp=drive_link |  | TBN | $28.76 (DDP) | $29.10 (DDP) |  | https://drive.google.com/file/d/12kBc5RnM-hegmKXhNcros0q9kACMNquy/view?usp=sharing
LED Linear Series | Strip Light | DM-ST8FT90WT-35G5K-[blank, EM, MS, ES] | BHD-STRIPL-8ft3CCT | 8ft | 64W/75W/90W | AC100-277Vac | 3.5/4/5k (Tunable) | 80 | 8320/9750/11700LM | 130lm/w | 0-10V | White/Metal/PVC | TRUE | TRUE |  | TRUE | 4.3 | TRUE | 9.8 | TRUE |  | TRUE | 17 | FALSE | Surface/Suspension/Continuous | TRUE |  |  | ETL DLC | 75 days | https://drive.google.com/file/d/1KIAA4R1h68OPsnqewllPdU8l2Qu4B0jm/view?usp=drive_link |  | TBN | $28.76 (DDP) | $29.10 (DDP) |  | https://drive.google.com/file/d/12kBc5RnM-hegmKXhNcros0q9kACMNquy/view?usp=sharing
LED Linear Series | Strip Light | DM-ST8FT90WT-35G5K-[blank, EM, MS, ES] | BHD-STRIPL-8ft3CCT | 8ft | 64W/75W/90W | AC100-277Vac | 3.5/4/5k (Tunable) | 80 | 8320/9750/11700LM | 130lm/w | 0-10V | White/Metal/PVC | TRUE | TRUE |  | TRUE | 4.3 | FALSE |  | TRUE |  | TRUE | 17 | TRUE | Surface/Suspension/Continuous | FALSE |  |  | ETL DLC | 75 days | https://drive.google.com/file/d/1KIAA4R1h68OPsnqewllPdU8l2Qu4B0jm/view?usp=drive_link |  | TBN | $28.76 (DDP) | $29.10 (DDP) |  | https://drive.google.com/file/d/12kBc5RnM-hegmKXhNcros0q9kACMNquy/view?usp=sharing
LED Linear Series | Strip Light | DM-ST8FT90WT-35G5K-[blank, EM, MS, ES] | BHD-STRIPL-8ft3CCT | 8ft | 64W/75W/90W | AC100-277Vac | 3.5/4/5k (Tunable) | 80 | 8320/9750/11700LM | 130lm/w | 0-10V | White/Metal/PVC | TRUE | TRUE |  | TRUE | 4.3 | FALSE |  | TRUE |  | TRUE | 17 | TRUE | Surface/Suspension/Continuous | TRUE |  |  | ETL DLC | 75 days | https://drive.google.com/file/d/1KIAA4R1h68OPsnqewllPdU8l2Qu4B0jm/view?usp=drive_link |  | TBN | $28.76 (DDP) | $29.10 (DDP) |  | https://drive.google.com/file/d/12kBc5RnM-hegmKXhNcros0q9kACMNquy/view?usp=sharing
LED Linear Series | Strip Light | DM-ST8FT90WT-35G5K-[blank, EM, MS, ES] | BHD-STRIPL-8ft3CCT | 8ft | 64W/75W/90W | AC100-277Vac | 3.5/4/5k (Tunable) | 80 | 8320/9750/11700LM | 130lm/w | 0-10V | White/Metal/PVC | TRUE | TRUE |  | TRUE | 4.3 | TRUE | 9.8 | TRUE |  | TRUE | 17 | TRUE | Surface/Suspension/Continuous | FALSE |  |  | ETL DLC | 75 days | https://drive.google.com/file/d/1KIAA4R1h68OPsnqewllPdU8l2Qu4B0jm/view?usp=drive_link |  | TBN | $28.76 (DDP) | $29.10 (DDP) |  | https://drive.google.com/file/d/12kBc5RnM-hegmKXhNcros0q9kACMNquy/view?usp=sharing
LED Linear Series | Strip Light | DM-ST8FT90WT-35G5K-[blank, EM, MS, ES] | BHD-STRIPL-8ft3CCT | 8ft | 64W/75W/90W | AC100-277Vac | 3.5/4/5k (Tunable) | 80 | 8320/9750/11700LM | 130lm/w | 0-10V | White/Metal/PVC | TRUE | TRUE |  | TRUE | 4.3 | TRUE | 9.8 | TRUE |  | TRUE | 17 | TRUE | Surface/Suspension/Continuous | TRUE |  |  | ETL DLC | 75 days | https://drive.google.com/file/d/1KIAA4R1h68OPsnqewllPdU8l2Qu4B0jm/view?usp=drive_link |  | TBN | $28.76 (DDP) | $29.10 (DDP) |  | https://drive.google.com/file/d/12kBc5RnM-hegmKXhNcros0q9kACMNquy/view?usp=sharing
LED Linear Series | Strip Light | PVST-SIFALSE01-38W-01-4FT | BHP-STRIPL-4ft40W | 4ft | 40w | AC120-277Vac | 3.5/4/5k (Tunable) | 80 | 5000lm | 125lm/w | [14 empty] | Surface |  |  |  | ETL DLC |  |  |  | 2000 |  | 8.48 (Vietnam)
LED Linear Series | Strip Light | PVST-SIFALSE01-60W-01-4FT SI | BHP-STRIPL-4ft3CCT | 4ft | 40/50/60w | AC120-277Vac | 3.5/4/5k (Tunable) | 80 | 5000lm | 125lm/w | [14 empty] | Surface |  |  |  | ETL DLC |  |  |  | 2000 |  | 12.40 (Vietnam)
LED Linear Series | Strip Light | SL-ST-224-I | BHS-STRIPL-2ft4CCT | 2ft | 22W/28W/34W/40W | AC100-277Vac | 3.5/4/5k (Tunable) | 80 | 3600LM | 150lm/w | 0-10V | White/Metal/PVC | FALSE |  |  |  |  | FALSE |  | FALSE |  | FALSE |  | FALSE | Surface/Suspension/Continuous | FALSE |  |  | UL DLC | 85 days | https://drive.google.com/file/d/1vJLtMQ50XKLwxPEX0Nvz1tm6kkxPCjkg/view?usp=drive_link |  | 5000 | 15.4 |  |  | https://drive.google.com/file/d/1bB0fdFpQ1-fSLTmBGEb_LyIFEOMw73Of/view?usp=sharing | IP65
LED Linear Series | Strip Light | SL-ST-224-I | BHS-STRIPL-2ft4CCT | 2ft | 22W/28W/34W/40W | AC100-277Vac | 3.5/4/5k (Tunable) | 80 | 3600LM | 150lm/w | 0-10V | White/Metal/PVC | FALSE |  |  |  |  | FALSE |  | FALSE |  | FALSE |  | FALSE | Surface/Suspension/Continuous | Install Kit-V-Hook/Aircraft Cable/T-Bar bracket Option |  |  | UL DLC | 85 days | https://drive.google.com/file/d/1vJLtMQ50XKLwxPEX0Nvz1tm6kkxPCjkg/view?usp=drive_link |  | 5000 | 15.4 |  |  | https://drive.google.com/file/d/1bB0fdFpQ1-fSLTmBGEb_LyIFEOMw73Of/view?usp=sharing | IP65
LED Linear Series | Strip Light | SL-ST-224-I | BHS-STRIPL-2ft4CCT | 2ft | 22W/28W/34W/40W | AC100-277Vac | 3.5/4/5k (Tunable) | 80 | 3600LM | 150lm/w | 0-10V | White/Metal/PVC | FALSE |  |  |  |  | TRUE | 10 | FALSE |  | FALSE |  | FALSE | Surface/Suspension/Continuous | FALSE |  |  | UL DLC | 85 days | https://drive.google.com/file/d/1vJLtMQ50XKLwxPEX0Nvz1tm6kkxPCjkg/view?usp=drive_link |  | 5000 | 15.4 |  |  | https://drive.google.com/file/d/1bB0fdFpQ1-fSLTmBGEb_LyIFEOMw73Of/view?usp=sharing | IP65
LED Linear Series | Strip Light | SL-ST-224-I | BHS-STRIPL-2ft4CCT | 2ft | 22W/28W/34W/40W | AC100-277Vac | 3.5/4/5k (Tunable) | 80 | 3600LM | 150lm/w | 0-10V | White/Metal/PVC | FALSE |  |  |  |  | TRUE | 10 | FALSE |  | FALSE |  | FALSE | Surface/Suspension/Continuous | Install Kit-V-Hook/Aircraft Cable/T-Bar bracket Option |  |  | UL DLC | 85 days | https://drive.google.com/file/d/1vJLtMQ50XKLwxPEX0Nvz1tm6kkxPCjkg/view?usp=drive_link |  | 5000 | 15.4 |  |  | https://drive.google.com/file/d/1bB0fdFpQ1-fSLTmBGEb_LyIFEOMw73Of/view?usp=sharing | IP65
LED Linear Series | Strip Light | SL-ST-224-I | BHS-STRIPL-2ft4CCT | 2ft | 22W/28W/34W/40W | AC100-277Vac | 3.5/4/5k (Tunable) | 80 | 3600LM | 150lm/w | 0-10V | White/Metal/PVC | FALSE |  |  |  |  | FALSE |  | FALSE |  | FALSE |  | TRUE | Surface/Suspension/Continuous | FALSE |  |  | UL DLC | 85 days | https://drive.google.com/file/d/1vJLtMQ50XKLwxPEX0Nvz1tm6kkxPCjkg/view?usp=drive_link |  | 5000 | 15.4 |  |  | https://drive.google.com/file/d/1bB0fdFpQ1-fSLTmBGEb_LyIFEOMw73Of/view?usp=sharing | IP65
LED Linear Series | Strip Light | SL-ST-224-I | BHS-STRIPL-2ft4CCT | 2ft | 22W/28W/34W/40W | AC100-277Vac | 3.5/4/5k (Tunable) | 80 | 3600LM | 150lm/w | 0-10V | White/Metal/PVC | FALSE |  |  |  |  | FALSE |  | FALSE |  | FALSE |  | TRUE | Surface/Suspension/Continuous | Install Kit-V-Hook/Aircraft Cable/T-Bar bracket Option |  |  | UL DLC | 85 days | https://drive.google.com/file/d/1vJLtMQ50XKLwxPEX0Nvz1tm6kkxPCjkg/view?usp=drive_link |  | 5000 | 15.4 |  |  | https://drive.google.com/file/d/1bB0fdFpQ1-fSLTmBGEb_LyIFEOMw73Of/view?usp=sharing | IP65
LED Linear Series | Strip Light | SL-ST-224-I | BHS-STRIPL-2ft4CCT | 2ft | 22W/28W/34W/40W | AC100-277Vac | 3.5/4/5k (Tunable) | 80 | 3600LM | 150lm/w | 0-10V | White/Metal/PVC | FALSE |  |  |  |  | TRUE | 10 | FALSE |  | FALSE |  | TRUE | Surface/Suspension/Continuous | FALSE |  |  | UL DLC | 85 days | https://drive.google.com/file/d/1vJLtMQ50XKLwxPEX0Nvz1tm6kkxPCjkg/view?usp=drive_link |  | 5000 | 15.4 |  |  | https://drive.google.com/file/d/1bB0fdFpQ1-fSLTmBGEb_LyIFEOMw73Of/view?usp=sharing | IP65
LED Linear Series | Strip Light | SL-ST-224-I | BHS-STRIPL-2ft4CCT | 2ft | 22W/28W/34W/40W | AC100-277Vac | 3.5/4/5k (Tunable) | 80 | 3600LM | 150lm/w | 0-10V | White/Metal/PVC | FALSE |  |  |  |  | TRUE | 10 | FALSE |  | FALSE |  | TRUE | Surface/Suspension/Continuous | Install Kit-V-Hook/Aircraft Cable/T-Bar bracket Option |  |  | UL DLC | 85 days | https://drive.google.com/file/d/1vJLtMQ50XKLwxPEX0Nvz1tm6kkxPCjkg/view?usp=drive_link |  | 5000 | 15.4 |  |  | https://drive.google.com/file/d/1bB0fdFpQ1-fSLTmBGEb_LyIFEOMw73Of/view?usp=sharing | IP65
LED Linear Series | Strip Light | SL-ST-224-I | BHS-STRIPL-2ft4CCT | 2ft | 22W/28W/34W/40W | AC100-277Vac | 3.5/4/5k (Tunable) | 80 | 3600LM | 150lm/w | 0-10V | White/Metal/PVC | FALSE |  |  |  |  | FALSE |  | FALSE |  | TRUE | 15 | FALSE | Surface/Suspension/Continuous | FALSE |  |  | UL DLC | 85 days | https://drive.google.com/file/d/1vJLtMQ50XKLwxPEX0Nvz1tm6kkxPCjkg/view?usp=drive_link |  | 5000 | 15.4 |  |  | https://drive.google.com/file/d/1bB0fdFpQ1-fSLTmBGEb_LyIFEOMw73Of/view?usp=sharing | IP65
LED Linear Series | Strip Light | SL-ST-224-I | BHS-STRIPL-2ft4CCT | 2ft | 22W/28W/34W/40W | AC100-277Vac | 3.5/4/5k (Tunable) | 80 | 3600LM | 150lm/w | 0-10V | White/Metal/PVC | FALSE |  |  |  |  | FALSE |  | FALSE |  | TRUE | 15 | FALSE | Surface/Suspension/Continuous | Install Kit-V-Hook/Aircraft Cable/T-Bar bracket Option |  |  | UL DLC | 85 days | https://drive.google.com/file/d/1vJLtMQ50XKLwxPEX0Nvz1tm6kkxPCjkg/view?usp=drive_link |  | 5000 | 15.4 |  |  | https://drive.google.com/file/d/1bB0fdFpQ1-fSLTmBGEb_LyIFEOMw73Of/view?usp=sharing | IP65
LED Linear Series | Strip Light | SL-ST-224-I | BHS-STRIPL-2ft4CCT | 2ft | 22W/28W/34W/40W | AC100-277Vac | 3.5/4/5k (Tunable) | 80 | 3600LM | 150lm/w | 0-10V | White/Metal/PVC | FALSE |  |  |  |  | TRUE | 10 | FALSE |  | TRUE | 15 | FALSE | Surface/Suspension/Continuous | FALSE |  |  | UL DLC | 85 days | https://drive.google.com/file/d/1vJLtMQ50XKLwxPEX0Nvz1tm6kkxPCjkg/view?usp=drive_link |  | 5000 | 15.4 |  |  | https://drive.google.com/file/d/1bB0fdFpQ1-fSLTmBGEb_LyIFEOMw73Of/view?usp=sharing | IP65
LED Linear Series | Strip Light | SL-ST-224-I | BHS-STRIPL-2ft4CCT | 2ft | 22W/28W/34W/40W | AC100-277Vac | 3.5/4/5k (Tunable) | 80 | 3600LM | 150lm/w | 0-10V | White/Metal/PVC | FALSE |  |  |  |  | TRUE | 10 | FALSE |  | TRUE | 15 | FALSE | Surface/Suspension/Continuous | Install Kit-V-Hook/Aircraft Cable/T-Bar bracket Option |  |  | UL DLC | 85 days | https://drive.google.com/file/d/1vJLtMQ50XKLwxPEX0Nvz1tm6kkxPCjkg/view?usp=drive_link |  | 5000 | 15.4 |  |  | https://drive.google.com/file/d/1bB0fdFpQ1-fSLTmBGEb_LyIFEOMw73Of/view?usp=sharing | IP65
LED Linear Series | Strip Light | SL-ST-224-I | BHS-STRIPL-2ft4CCT | 2ft | 22W/28W/34W/40W | AC100-277Vac | 3.5/4/5k (Tunable) | 80 | 3600LM | 150lm/w | 0-10V | White/Metal/PVC | FALSE |  |  |  |  | FALSE |  | FALSE |  | TRUE | 15 | TRUE | Surface/Suspension/Continuous | FALSE |  |  | UL DLC | 85 days | https://drive.google.com/file/d/1vJLtMQ50XKLwxPEX0Nvz1tm6kkxPCjkg/view?usp=drive_link |  | 5000 | 15.4 |  |  | https://drive.google.com/file/d/1bB0fdFpQ1-fSLTmBGEb_LyIFEOMw73Of/view?usp=sharing | IP65
LED Linear Series | Strip Light | SL-ST-224-I | BHS-STRIPL-2ft4CCT | 2ft | 22W/28W/34W/40W | AC100-277Vac | 3.5/4/5k (Tunable) | 80 | 3600LM | 150lm/w | 0-10V | White/Metal/PVC | FALSE |  |  |  |  | FALSE |  | FALSE |  | TRUE | 15 | TRUE | Surface/Suspension/Continuous | Install Kit-V-Hook/Aircraft Cable/T-Bar bracket Option |  |  | UL DLC | 85 days | https://drive.google.com/file/d/1vJLtMQ50XKLwxPEX0Nvz1tm6kkxPCjkg/view?usp=drive_link |  | 5000 | 15.4 |  |  | https://drive.google.com/file/d/1bB0fdFpQ1-fSLTmBGEb_LyIFEOMw73Of/view?usp=sharing | IP65
LED Linear Series | Strip Light | SL-ST-224-I | BHS-STRIPL-2ft4CCT | 2ft | 22W/28W/34W/40W | AC100-277Vac | 3.5/4/5k (Tunable) | 80 | 3600LM | 150lm/w | 0-10V | White/Metal/PVC | FALSE |  |  |  |  | TRUE | 10 | FALSE |  | TRUE | 15 | TRUE | Surface/Suspension/Continuous | FALSE |  |  | UL DLC | 85 days | https://drive.google.com/file/d/1vJLtMQ50XKLwxPEX0Nvz1tm6kkxPCjkg/view?usp=drive_link |  | 5000 | 15.4 |  |  | https://drive.google.com/file/d/1bB0fdFpQ1-fSLTmBGEb_LyIFEOMw73Of/view?usp=sharing | IP65
LED Linear Series | Strip Light | SL-ST-224-I | BHS-STRIPL-2ft4CCT | 2ft | 22W/28W/34W/40W | AC100-277Vac | 3.5/4/5k (Tunable) | 80 | 3600LM | 150lm/w | 0-10V | White/Metal/PVC | FALSE |  |  |  |  | TRUE | 10 | FALSE |  | TRUE | 15 | TRUE | Surface/Suspension/Continuous | Install Kit-V-Hook/Aircraft Cable/T-Bar bracket Option |  |  | UL DLC | 85 days | https://drive.google.com/file/d/1vJLtMQ50XKLwxPEX0Nvz1tm6kkxPCjkg/view?usp=drive_link |  | 5000 | 15.4 |  |  | https://drive.google.com/file/d/1bB0fdFpQ1-fSLTmBGEb_LyIFEOMw73Of/view?usp=sharing | IP65
LED Linear Series | Strip Light | SL-ST-224-I | BHS-STRIPL-2ft4CCT | 2ft | 22W/28W/34W/40W | AC100-277Vac | 3.5/4/5k (Tunable) | 80 | 3600LM | 150lm/w | 0-10V | White/Metal/PVC | FALSE |  |  |  |  | FALSE |  | TRUE | 4.2 | FALSE |  | FALSE | Surface/Suspension/Continuous | FALSE |  |  | UL DLC | 85 days | https://drive.google.com/file/d/1vJLtMQ50XKLwxPEX0Nvz1tm6kkxPCjkg/view?usp=drive_link |  | 5000 | 15.4 |  |  | https://drive.google.com/file/d/1bB0fdFpQ1-fSLTmBGEb_LyIFEOMw73Of/view?usp=sharing | IP65
LED Linear Series | Strip Light | SL-ST-224-I | BHS-STRIPL-2ft4CCT | 2ft | 22W/28W/34W/40W | AC100-277Vac | 3.5/4/5k (Tunable) | 80 | 3600LM | 150lm/w | 0-10V | White/Metal/PVC | FALSE |  |  |  |  | FALSE |  | TRUE | 4.2 | FALSE |  | FALSE | Surface/Suspension/Continuous | Install Kit-V-Hook/Aircraft Cable/T-Bar bracket Option |  |  | UL DLC | 85 days | https://drive.google.com/file/d/1vJLtMQ50XKLwxPEX0Nvz1tm6kkxPCjkg/view?usp=drive_link |  | 5000 | 15.4 |  |  | https://drive.google.com/file/d/1bB0fdFpQ1-fSLTmBGEb_LyIFEOMw73Of/view?usp=sharing | IP65
LED Linear Series | Strip Light | SL-ST-224-I | BHS-STRIPL-2ft4CCT | 2ft | 22W/28W/34W/40W | AC100-277Vac | 3.5/4/5k (Tunable) | 80 | 3600LM | 150lm/w | 0-10V | White/Metal/PVC | FALSE |  |  |  |  | TRUE | 10 | TRUE | 4.2 | FALSE |  | FALSE | Surface/Suspension/Continuous | FALSE |  |  | UL DLC | 85 days | https://drive.google.com/file/d/1vJLtMQ50XKLwxPEX0Nvz1tm6kkxPCjkg/view?usp=drive_link |  | 5000 | 15.4 |  |  | https://drive.google.com/file/d/1bB0fdFpQ1-fSLTmBGEb_LyIFEOMw73Of/view?usp=sharing | IP65
LED Linear Series | Strip Light | SL-ST-224-I | BHS-STRIPL-2ft4CCT | 2ft | 22W/28W/34W/40W | AC100-277Vac | 3.5/4/5k (Tunable) | 80 | 3600LM | 150lm/w | 0-10V | White/Metal/PVC | FALSE |  |  |  |  | TRUE | 10 | TRUE | 4.2 | FALSE |  | FALSE | Surface/Suspension/Continuous | Install Kit-V-Hook/Aircraft Cable/T-Bar bracket Option |  |  | UL DLC | 85 days | https://drive.google.com/file/d/1vJLtMQ50XKLwxPEX0Nvz1tm6kkxPCjkg/view?usp=drive_link |  | 5000 | 15.4 |  |  | https://drive.google.com/file/d/1bB0fdFpQ1-fSLTmBGEb_LyIFEOMw73Of/view?usp=sharing | IP65
LED Linear Series | Strip Light | SL-ST-224-I | BHS-STRIPL-2ft4CCT | 2ft | 22W/28W/34W/40W | AC100-277Vac | 3.5/4/5k (Tunable) | 80 | 3600LM | 150lm/w | 0-10V | White/Metal/PVC | FALSE |  |  |  |  | FALSE |  | TRUE | 4.2 | FALSE |  | TRUE | Surface/Suspension/Continuous | FALSE |  |  | UL DLC | 85 days | https://drive.google.com/file/d/1vJLtMQ50XKLwxPEX0Nvz1tm6kkxPCjkg/view?usp=drive_link |  | 5000 | 15.4 |  |  | https://drive.google.com/file/d/1bB0fdFpQ1-fSLTmBGEb_LyIFEOMw73Of/view?usp=sharing | IP65
LED Linear Series | Strip Light | SL-ST-224-I | BHS-STRIPL-2ft4CCT | 2ft | 22W/28W/34W/40W | AC100-277Vac | 3.5/4/5k (Tunable) | 80 | 3600LM | 150lm/w | 0-10V | White/Metal/PVC | FALSE |  |  |  |  | FALSE |  | TRUE | 4.2 | FALSE |  | TRUE | Surface/Suspension/Continuous | Install Kit-V-Hook/Aircraft Cable/T-Bar bracket Option |  |  | UL DLC | 85 days | https://drive.google.com/file/d/1vJLtMQ50XKLwxPEX0Nvz1tm6kkxPCjkg/view?usp=drive_link |  | 5000 | 15.4 |  |  | https://drive.google.com/file/d/1bB0fdFpQ1-fSLTmBGEb_LyIFEOMw73Of/view?usp=sharing | IP65
LED Linear Series | Strip Light | SL-ST-224-I | BHS-STRIPL-2ft4CCT | 2ft | 22W/28W/34W/40W | AC100-277Vac | 3.5/4/5k (Tunable) | 80 | 3600LM | 150lm/w | 0-10V | White/Metal/PVC | FALSE |  |  |  |  | TRUE | 10 | TRUE | 4.2 | FALSE |  | TRUE | Surface/Suspension/Continuous | FALSE |  |  | UL DLC | 85 days | https://drive.google.com/file/d/1vJLtMQ50XKLwxPEX0Nvz1tm6kkxPCjkg/view?usp=drive_link |  | 5000 | 15.4 |  |  | https://drive.google.com/file/d/1bB0fdFpQ1-fSLTmBGEb_LyIFEOMw73Of/view?usp=sharing | IP65
LED Linear Series | Strip Light | SL-ST-224-I | BHS-STRIPL-2ft4CCT | 2ft | 22W/28W/34W/40W | AC100-277Vac | 3.5/4/5k (Tunable) | 80 | 3600LM | 150lm/w | 0-10V | White/Metal/PVC | FALSE |  |  |  |  | TRUE | 10 | TRUE | 4.2 | FALSE |  | TRUE | Surface/Suspension/Continuous | Install Kit-V-Hook/Aircraft Cable/T-Bar bracket Option |  |  | UL DLC | 85 days | https://drive.google.com/file/d/1vJLtMQ50XKLwxPEX0Nvz1tm6kkxPCjkg/view?usp=drive_link |  | 5000 | 15.4 |  |  | https://drive.google.com/file/d/1bB0fdFpQ1-fSLTmBGEb_LyIFEOMw73Of/view?usp=sharing | IP65
LED Linear Series | Strip Light | SL-ST-224-I | BHS-STRIPL-2ft4CCT | 2ft | 22W/28W/34W/40W | AC100-277Vac | 3.5/4/5k (Tunable) | 80 | 3600LM | 150lm/w | 0-10V | White/Metal/PVC | FALSE |  |  |  |  | FALSE |  | TRUE | 4.2 | TRUE | 15 | FALSE | Surface/Suspension/Continuous | FALSE |  |  | UL DLC | 85 days | https://drive.google.com/file/d/1vJLtMQ50XKLwxPEX0Nvz1tm6kkxPCjkg/view?usp=drive_link |  | 5000 | 15.4 |  |  | https://drive.google.com/file/d/1bB0fdFpQ1-fSLTmBGEb_LyIFEOMw73Of/view?usp=sharing | IP65
LED Linear Series | Strip Light | SL-ST-224-I | BHS-STRIPL-2ft4CCT | 2ft | 22W/28W/34W/40W | AC100-277Vac | 3.5/4/5k (Tunable) | 80 | 3600LM | 150lm/w | 0-10V | White/Metal/PVC | FALSE |  |  |  |  | FALSE |  | TRUE | 4.2 | TRUE | 15 | FALSE | Surface/Suspension/Continuous | Install Kit-V-Hook/Aircraft Cable/T-Bar bracket Option |  |  | UL DLC | 85 days | https://drive.google.com/file/d/1vJLtMQ50XKLwxPEX0Nvz1tm6kkxPCjkg/view?usp=drive_link |  | 5000 | 15.4 |  |  | https://drive.google.com/file/d/1bB0fdFpQ1-fSLTmBGEb_LyIFEOMw73Of/view?usp=sharing | IP65
LED Linear Series | Strip Light | SL-ST-224-I | BHS-STRIPL-2ft4CCT | 2ft | 22W/28W/34W/40W | AC100-277Vac | 3.5/4/5k (Tunable) | 80 | 3600LM | 150lm/w | 0-10V | White/Metal/PVC | FALSE |  |  |  |  | TRUE | 10 | TRUE | 4.2 | TRUE | 15 | FALSE | Surface/Suspension/Continuous | FALSE |  |  | UL DLC | 85 days | https://drive.google.com/file/d/1vJLtMQ50XKLwxPEX0Nvz1tm6kkxPCjkg/view?usp=drive_link |  | 5000 | 15.4 |  |  | https://drive.google.com/file/d/1bB0fdFpQ1-fSLTmBGEb_LyIFEOMw73Of/view?usp=sharing | IP65
LED Linear Series | Strip Light | SL-ST-224-I | BHS-STRIPL-2ft4CCT | 2ft | 22W/28W/34W/40W | AC100-277Vac | 3.5/4/5k (Tunable) | 80 | 3600LM | 150lm/w | 0-10V | White/Metal/PVC | FALSE |  |  |  |  | TRUE | 10 | TRUE | 4.2 | TRUE | 15 | FALSE | Surface/Suspension/Continuous | Install Kit-V-Hook/Aircraft Cable/T-Bar bracket Option |  |  | UL DLC | 85 days | https://drive.google.com/file/d/1vJLtMQ50XKLwxPEX0Nvz1tm6kkxPCjkg/view?usp=drive_link |  | 5000 | 15.4 |  |  | https://drive.google.com/file/d/1bB0fdFpQ1-fSLTmBGEb_LyIFEOMw73Of/view?usp=sharing | IP65
LED Linear Series | Strip Light | SL-ST-224-I | BHS-STRIPL-2ft4CCT | 2ft | 22W/28W/34W/40W | AC100-277Vac | 3.5/4/5k (Tunable) | 80 | 3600LM | 150lm/w | 0-10V | White/Metal/PVC | FALSE |  |  |  |  | FALSE |  | TRUE | 4.2 | TRUE | 15 | TRUE | Surface/Suspension/Continuous | FALSE |  |  | UL DLC | 85 days | https://drive.google.com/file/d/1vJLtMQ50XKLwxPEX0Nvz1tm6kkxPCjkg/view?usp=drive_link |  | 5000 | 15.4 |  |  | https://drive.google.com/file/d/1bB0fdFpQ1-fSLTmBGEb_LyIFEOMw73Of/view?usp=sharing | IP65
LED Linear Series | Strip Light | SL-ST-224-I | BHS-STRIPL-2ft4CCT | 2ft | 22W/28W/34W/40W | AC100-277Vac | 3.5/4/5k (Tunable) | 80 | 3600LM | 150lm/w | 0-10V | White/Metal/PVC | FALSE |  |  |  |  | FALSE |  | TRUE | 4.2 | TRUE | 15 | TRUE | Surface/Suspension/Continuous | Install Kit-V-Hook/Aircraft Cable/T-Bar bracket Option |  |  | UL DLC | 85 days | https://drive.google.com/file/d/1vJLtMQ50XKLwxPEX0Nvz1tm6kkxPCjkg/view?usp=drive_link |  | 5000 | 15.4 |  |  | https://drive.google.com/file/d/1bB0fdFpQ1-fSLTmBGEb_LyIFEOMw73Of/view?usp=sharing | IP65
LED Linear Series | Strip Light | SL-ST-224-I | BHS-STRIPL-2ft4CCT | 2ft | 22W/28W/34W/40W | AC100-277Vac | 3.5/4/5k (Tunable) | 80 | 3600LM | 150lm/w | 0-10V | White/Metal/PVC | FALSE |  |  |  |  | TRUE | 10 | TRUE | 4.2 | TRUE | 15 | TRUE | Surface/Suspension/Continuous | FALSE |  |  | UL DLC | 85 days | https://drive.google.com/file/d/1vJLtMQ50XKLwxPEX0Nvz1tm6kkxPCjkg/view?usp=drive_link |  | 5000 | 15.4 |  |  | https://drive.google.com/file/d/1bB0fdFpQ1-fSLTmBGEb_LyIFEOMw73Of/view?usp=sharing | IP65
LED Linear Series | Strip Light | SL-ST-224-I | BHS-STRIPL-2ft4CCT | 2ft | 22W/28W/34W/40W | AC100-277Vac | 3.5/4/5k (Tunable) | 80 | 3600LM | 150lm/w | 0-10V | White/Metal/PVC | FALSE |  |  |  |  | TRUE | 10 | TRUE | 4.2 | TRUE | 15 | TRUE | Surface/Suspension/Continuous | Install Kit-V-Hook/Aircraft Cable/T-Bar bracket Option |  |  | UL DLC | 85 days | https://drive.google.com/file/d/1vJLtMQ50XKLwxPEX0Nvz1tm6kkxPCjkg/view?usp=drive_link |  | 5000 | 15.4 |  |  | https://drive.google.com/file/d/1bB0fdFpQ1-fSLTmBGEb_LyIFEOMw73Of/view?usp=sharing | IP65
LED Linear Series | Strip Light | SL-ST-224-I | BHS-STRIPL-2ft4CCT | 2ft | 22W/28W/34W/40W | AC100-277Vac | 3.5/4/5k (Tunable) | 80 | 3600LM | 150lm/w | 0-10V | White/Metal/PVC | TRUE | TRUE |  | TRUE | 1.6 | FALSE |  | FALSE |  | FALSE |  | FALSE | Surface/Suspension/Continuous | FALSE |  |  | UL DLC | 85 days | https://drive.google.com/file/d/1vJLtMQ50XKLwxPEX0Nvz1tm6kkxPCjkg/view?usp=drive_link |  | 5000 | 15.4 |  |  | https://drive.google.com/file/d/1bB0fdFpQ1-fSLTmBGEb_LyIFEOMw73Of/view?usp=sharing | IP65
LED Linear Series | Strip Light | SL-ST-224-I | BHS-STRIPL-2ft4CCT | 2ft | 22W/28W/34W/40W | AC100-277Vac | 3.5/4/5k (Tunable) | 80 | 3600LM | 150lm/w | 0-10V | White/Metal/PVC | TRUE | TRUE |  | TRUE | 1.6 | FALSE |  | FALSE |  | FALSE |  | FALSE | Surface/Suspension/Continuous | Install Kit-V-Hook/Aircraft Cable/T-Bar bracket Option |  |  | UL DLC | 85 days | https://drive.google.com/file/d/1vJLtMQ50XKLwxPEX0Nvz1tm6kkxPCjkg/view?usp=drive_link |  | 5000 | 15.4 |  |  | https://drive.google.com/file/d/1bB0fdFpQ1-fSLTmBGEb_LyIFEOMw73Of/view?usp=sharing | IP65
LED Linear Series | Strip Light | SL-ST-224-I | BHS-STRIPL-2ft4CCT | 2ft | 22W/28W/34W/40W | AC100-277Vac | 3.5/4/5k (Tunable) | 80 | 3600LM | 150lm/w | 0-10V | White/Metal/PVC | TRUE | TRUE |  | TRUE | 1.6 | TRUE | 10 | FALSE |  | FALSE |  | FALSE | Surface/Suspension/Continuous | FALSE |  |  | UL DLC | 85 days | https://drive.google.com/file/d/1vJLtMQ50XKLwxPEX0Nvz1tm6kkxPCjkg/view?usp=drive_link |  | 5000 | 15.4 |  |  | https://drive.google.com/file/d/1bB0fdFpQ1-fSLTmBGEb_LyIFEOMw73Of/view?usp=sharing | IP65
LED Linear Series | Strip Light | SL-ST-224-I | BHS-STRIPL-2ft4CCT | 2ft | 22W/28W/34W/40W | AC100-277Vac | 3.5/4/5k (Tunable) | 80 | 3600LM | 150lm/w | 0-10V | White/Metal/PVC | TRUE | TRUE |  | TRUE | 1.6 | TRUE | 10 | FALSE |  | FALSE |  | FALSE | Surface/Suspension/Continuous | Install Kit-V-Hook/Aircraft Cable/T-Bar bracket Option |  |  | UL DLC | 85 days | https://drive.google.com/file/d/1vJLtMQ50XKLwxPEX0Nvz1tm6kkxPCjkg/view?usp=drive_link |  | 5000 | 15.4 |  |  | https://drive.google.com/file/d/1bB0fdFpQ1-fSLTmBGEb_LyIFEOMw73Of/view?usp=sharing | IP65
LED Linear Series | Strip Light | SL-ST-224-I | BHS-STRIPL-2ft4CCT | 2ft | 22W/28W/34W/40W | AC100-277Vac | 3.5/4/5k (Tunable) | 80 | 3600LM | 150lm/w | 0-10V | White/Metal/PVC | TRUE | TRUE |  | TRUE | 1.6 | FALSE |  | FALSE |  | FALSE |  | TRUE | Surface/Suspension/Continuous | FALSE |  |  | UL DLC | 85 days | https://drive.google.com/file/d/1vJLtMQ50XKLwxPEX0Nvz1tm6kkxPCjkg/view?usp=drive_link |  | 5000 | 15.4 |  |  | https://drive.google.com/file/d/1bB0fdFpQ1-fSLTmBGEb_LyIFEOMw73Of/view?usp=sharing | IP65
LED Linear Series | Strip Light | SL-ST-224-I | BHS-STRIPL-2ft4CCT | 2ft | 22W/28W/34W/40W | AC100-277Vac | 3.5/4/5k (Tunable) | 80 | 3600LM | 150lm/w | 0-10V | White/Metal/PVC | TRUE | TRUE |  | TRUE | 1.6 | FALSE |  | FALSE |  | FALSE |  | TRUE | Surface/Suspension/Continuous | Install Kit-V-Hook/Aircraft Cable/T-Bar bracket Option |  |  | UL DLC | 85 days | https://drive.google.com/file/d/1vJLtMQ50XKLwxPEX0Nvz1tm6kkxPCjkg/view?usp=drive_link |  | 5000 | 15.4 |  |  | https://drive.google.com/file/d/1bB0fdFpQ1-fSLTmBGEb_LyIFEOMw73Of/view?usp=sharing | IP65
LED Linear Series | Strip Light | SL-ST-224-I | BHS-STRIPL-2ft4CCT | 2ft | 22W/28W/34W/40W | AC100-277Vac | 3.5/4/5k (Tunable) | 80 | 3600LM | 150lm/w | 0-10V | White/Metal/PVC | TRUE | TRUE |  | TRUE | 1.6 | TRUE | 10 | FALSE |  | FALSE |  | TRUE | Surface/Suspension/Continuous | FALSE |  |  | UL DLC | 85 days | https://drive.google.com/file/d/1vJLtMQ50XKLwxPEX0Nvz1tm6kkxPCjkg/view?usp=drive_link |  | 5000 | 15.4 |  |  | https://drive.google.com/file/d/1bB0fdFpQ1-fSLTmBGEb_LyIFEOMw73Of/view?usp=sharing | IP65
LED Linear Series | Strip Light | SL-ST-224-I | BHS-STRIPL-2ft4CCT | 2ft | 22W/28W/34W/40W | AC100-277Vac | 3.5/4/5k (Tunable) | 80 | 3600LM | 150lm/w | 0-10V | White/Metal/PVC | TRUE | TRUE |  | TRUE | 1.6 | TRUE | 10 | FALSE |  | FALSE |  | TRUE | Surface/Suspension/Continuous | Install Kit-V-Hook/Aircraft Cable/T-Bar bracket Option |  |  | UL DLC | 85 days | https://drive.google.com/file/d/1vJLtMQ50XKLwxPEX0Nvz1tm6kkxPCjkg/view?usp=drive_link |  | 5000 | 15.4 |  |  | https://drive.google.com/file/d/1bB0fdFpQ1-fSLTmBGEb_LyIFEOMw73Of/view?usp=sharing | IP65
LED Linear Series | Strip Light | SL-ST-224-I | BHS-STRIPL-2ft4CCT | 2ft | 22W/28W/34W/40W | AC100-277Vac | 3.5/4/5k (Tunable) | 80 | 3600LM | 150lm/w | 0-10V | White/Metal/PVC | TRUE | TRUE |  | TRUE | 1.6 | FALSE |  | FALSE |  | TRUE | 15 | FALSE | Surface/Suspension/Continuous | FALSE |  |  | UL DLC | 85 days | https://drive.google.com/file/d/1vJLtMQ50XKLwxPEX0Nvz1tm6kkxPCjkg/view?usp=drive_link |  | 5000 | 15.4 |  |  | https://drive.google.com/file/d/1bB0fdFpQ1-fSLTmBGEb_LyIFEOMw73Of/view?usp=sharing | IP65
LED Linear Series | Strip Light | SL-ST-224-I | BHS-STRIPL-2ft4CCT | 2ft | 22W/28W/34W/40W | AC100-277Vac | 3.5/4/5k (Tunable) | 80 | 3600LM | 150lm/w | 0-10V | White/Metal/PVC | TRUE | TRUE |  | TRUE | 1.6 | FALSE |  | FALSE |  | TRUE | 15 | FALSE | Surface/Suspension/Continuous | Install Kit-V-Hook/Aircraft Cable/T-Bar bracket Option |  |  | UL DLC | 85 days | https://drive.google.com/file/d/1vJLtMQ50XKLwxPEX0Nvz1tm6kkxPCjkg/view?usp=drive_link |  | 5000 | 15.4 |  |  | https://drive.google.com/file/d/1bB0fdFpQ1-fSLTmBGEb_LyIFEOMw73Of/view?usp=sharing | IP65
LED Linear Series | Strip Light | SL-ST-224-I | BHS-STRIPL-2ft4CCT | 2ft | 22W/28W/34W/40W | AC100-277Vac | 3.5/4/5k (Tunable) | 80 | 3600LM | 150lm/w | 0-10V | White/Metal/PVC | TRUE | TRUE |  | TRUE | 1.6 | TRUE | 10 | FALSE |  | TRUE | 15 | FALSE | Surface/Suspension/Continuous | FALSE |  |  | UL DLC | 85 days | https://drive.google.com/file/d/1vJLtMQ50XKLwxPEX0Nvz1tm6kkxPCjkg/view?usp=drive_link |  | 5000 | 15.4 |  |  | https://drive.google.com/file/d/1bB0fdFpQ1-fSLTmBGEb_LyIFEOMw73Of/view?usp=sharing | IP65
LED Linear Series | Strip Light | SL-ST-224-I | BHS-STRIPL-2ft4CCT | 2ft | 22W/28W/34W/40W | AC100-277Vac | 3.5/4/5k (Tunable) | 80 | 3600LM | 150lm/w | 0-10V | White/Metal/PVC | TRUE | TRUE |  | TRUE | 1.6 | TRUE | 10 | FALSE |  | TRUE | 15 | FALSE | Surface/Suspension/Continuous | Install Kit-V-Hook/Aircraft Cable/T-Bar bracket Option |  |  | UL DLC | 85 days | https://drive.google.com/file/d/1vJLtMQ50XKLwxPEX0Nvz1tm6kkxPCjkg/view?usp=drive_link |  | 5000 | 15.4 |  |  | https://drive.google.com/file/d/1bB0fdFpQ1-fSLTmBGEb_LyIFEOMw73Of/view?usp=sharing | IP65
LED Linear Series | Strip Light | SL-ST-224-I | BHS-STRIPL-2ft4CCT | 2ft | 22W/28W/34W/40W | AC100-277Vac | 3.5/4/5k (Tunable) | 80 | 3600LM | 150lm/w | 0-10V | White/Metal/PVC | TRUE | TRUE |  | TRUE | 1.6 | FALSE |  | FALSE |  | TRUE | 15 | TRUE | Surface/Suspension/Continuous | FALSE |  |  | UL DLC | 85 days | https://drive.google.com/file/d/1vJLtMQ50XKLwxPEX0Nvz1tm6kkxPCjkg/view?usp=drive_link |  | 5000 | 15.4 |  |  | https://drive.google.com/file/d/1bB0fdFpQ1-fSLTmBGEb_LyIFEOMw73Of/view?usp=sharing | IP65
LED Linear Series | Strip Light | SL-ST-224-I | BHS-STRIPL-2ft4CCT | 2ft | 22W/28W/34W/40W | AC100-277Vac | 3.5/4/5k (Tunable) | 80 | 3600LM | 150lm/w | 0-10V | White/Metal/PVC | TRUE | TRUE |  | TRUE | 1.6 | FALSE |  | FALSE |  | TRUE | 15 | TRUE | Surface/Suspension/Continuous | Install Kit-V-Hook/Aircraft Cable/T-Bar bracket Option |  |  | UL DLC | 85 days | https://drive.google.com/file/d/1vJLtMQ50XKLwxPEX0Nvz1tm6kkxPCjkg/view?usp=drive_link |  | 5000 | 15.4 |  |  | https://drive.google.com/file/d/1bB0fdFpQ1-fSLTmBGEb_LyIFEOMw73Of/view?usp=sharing | IP65
LED Linear Series | Strip Light | SL-ST-224-I | BHS-STRIPL-2ft4CCT | 2ft | 22W/28W/34W/40W | AC100-277Vac | 3.5/4/5k (Tunable) | 80 | 3600LM | 150lm/w | 0-10V | White/Metal/PVC | TRUE | TRUE |  | TRUE | 1.6 | TRUE | 10 | FALSE |  | TRUE | 15 | TRUE | Surface/Suspension/Continuous | FALSE |  |  | UL DLC | 85 days | https://drive.google.com/file/d/1vJLtMQ50XKLwxPEX0Nvz1tm6kkxPCjkg/view?usp=drive_link |  | 5000 | 15.4 |  |  | https://drive.google.com/file/d/1bB0fdFpQ1-fSLTmBGEb_LyIFEOMw73Of/view?usp=sharing | IP65
LED Linear Series | Strip Light | SL-ST-224-I | BHS-STRIPL-2ft4CCT | 2ft | 22W/28W/34W/40W | AC100-277Vac | 3.5/4/5k (Tunable) | 80 | 3600LM | 150lm/w | 0-10V | White/Metal/PVC | TRUE | TRUE |  | TRUE | 1.6 | TRUE | 10 | FALSE |  | TRUE | 15 | TRUE | Surface/Suspension/Continuous | Install Kit-V-Hook/Aircraft Cable/T-Bar bracket Option |  |  | UL DLC | 85 days | https://drive.google.com/file/d/1vJLtMQ50XKLwxPEX0Nvz1tm6kkxPCjkg/view?usp=drive_link |  | 5000 | 15.4 |  |  | https://drive.google.com/file/d/1bB0fdFpQ1-fSLTmBGEb_LyIFEOMw73Of/view?usp=sharing | IP65
LED Linear Series | Strip Light | SL-ST-224-I | BHS-STRIPL-2ft4CCT | 2ft | 22W/28W/34W/40W | AC100-277Vac | 3.5/4/5k (Tunable) | 80 | 3600LM | 150lm/w | 0-10V | White/Metal/PVC | TRUE | TRUE |  | TRUE | 1.6 | FALSE |  | TRUE | 4.2 | FALSE |  | FALSE | Surface/Suspension/Continuous | FALSE |  |  | UL DLC | 85 days | https://drive.google.com/file/d/1vJLtMQ50XKLwxPEX0Nvz1tm6kkxPCjkg/view?usp=drive_link |  | 5000 | 15.4 |  |  | https://drive.google.com/file/d/1bB0fdFpQ1-fSLTmBGEb_LyIFEOMw73Of/view?usp=sharing | IP65
LED Linear Series | Strip Light | SL-ST-224-I | BHS-STRIPL-2ft4CCT | 2ft | 22W/28W/34W/40W | AC100-277Vac | 3.5/4/5k (Tunable) | 80 | 3600LM | 150lm/w | 0-10V | White/Metal/PVC | TRUE | TRUE |  | TRUE | 1.6 | FALSE |  | TRUE | 4.2 | FALSE |  | FALSE | Surface/Suspension/Continuous | Install Kit-V-Hook/Aircraft Cable/T-Bar bracket Option |  |  | UL DLC | 85 days | https://drive.google.com/file/d/1vJLtMQ50XKLwxPEX0Nvz1tm6kkxPCjkg/view?usp=drive_link |  | 5000 | 15.4 |  |  | https://drive.google.com/file/d/1bB0fdFpQ1-fSLTmBGEb_LyIFEOMw73Of/view?usp=sharing | IP65
LED Linear Series | Strip Light | SL-ST-224-I | BHS-STRIPL-2ft4CCT | 2ft | 22W/28W/34W/40W | AC100-277Vac | 3.5/4/5k (Tunable) | 80 | 3600LM | 150lm/w | 0-10V | White/Metal/PVC | TRUE | TRUE |  | TRUE | 1.6 | TRUE | 10 | TRUE | 4.2 | FALSE |  | FALSE | Surface/Suspension/Continuous | FALSE |  |  | UL DLC | 85 days | https://drive.google.com/file/d/1vJLtMQ50XKLwxPEX0Nvz1tm6kkxPCjkg/view?usp=drive_link |  | 5000 | 15.4 |  |  | https://drive.google.com/file/d/1bB0fdFpQ1-fSLTmBGEb_LyIFEOMw73Of/view?usp=sharing | IP65
LED Linear Series | Strip Light | SL-ST-224-I | BHS-STRIPL-2ft4CCT | 2ft | 22W/28W/34W/40W | AC100-277Vac | 3.5/4/5k (Tunable) | 80 | 3600LM | 150lm/w | 0-10V | White/Metal/PVC | TRUE | TRUE |  | TRUE | 1.6 | TRUE | 10 | TRUE | 4.2 | FALSE |  | FALSE | Surface/Suspension/Continuous | Install Kit-V-Hook/Aircraft Cable/T-Bar bracket Option |  |  | UL DLC | 85 days | https://drive.google.com/file/d/1vJLtMQ50XKLwxPEX0Nvz1tm6kkxPCjkg/view?usp=drive_link |  | 5000 | 15.4 |  |  | https://drive.google.com/file/d/1bB0fdFpQ1-fSLTmBGEb_LyIFEOMw73Of/view?usp=sharing | IP65
LED Linear Series | Strip Light | SL-ST-224-I | BHS-STRIPL-2ft4CCT | 2ft | 22W/28W/34W/40W | AC100-277Vac | 3.5/4/5k (Tunable) | 80 | 3600LM | 150lm/w | 0-10V | White/Metal/PVC | TRUE | TRUE |  | TRUE | 1.6 | FALSE |  | TRUE | 4.2 | FALSE |  | TRUE | Surface/Suspension/Continuous | FALSE |  |  | UL DLC | 85 days | https://drive.google.com/file/d/1vJLtMQ50XKLwxPEX0Nvz1tm6kkxPCjkg/view?usp=drive_link |  | 5000 | 15.4 |  |  | https://drive.google.com/file/d/1bB0fdFpQ1-fSLTmBGEb_LyIFEOMw73Of/view?usp=sharing | IP65
LED Linear Series | Strip Light | SL-ST-224-I | BHS-STRIPL-2ft4CCT | 2ft | 22W/28W/34W/40W | AC100-277Vac | 3.5/4/5k (Tunable) | 80 | 3600LM | 150lm/w | 0-10V | White/Metal/PVC | TRUE | TRUE |  | TRUE | 1.6 | FALSE |  | TRUE | 4.2 | FALSE |  | TRUE | Surface/Suspension/Continuous | Install Kit-V-Hook/Aircraft Cable/T-Bar bracket Option |  |  | UL DLC | 85 days | https://drive.google.com/file/d/1vJLtMQ50XKLwxPEX0Nvz1tm6kkxPCjkg/view?usp=drive_link |  | 5000 | 15.4 |  |  | https://drive.google.com/file/d/1bB0fdFpQ1-fSLTmBGEb_LyIFEOMw73Of/view?usp=sharing | IP65
LED Linear Series | Strip Light | SL-ST-224-I | BHS-STRIPL-2ft4CCT | 2ft | 22W/28W/34W/40W | AC100-277Vac | 3.5/4/5k (Tunable) | 80 | 3600LM | 150lm/w | 0-10V | White/Metal/PVC | TRUE | TRUE |  | TRUE | 1.6 | TRUE | 10 | TRUE | 4.2 | FALSE |  | TRUE | Surface/Suspension/Continuous | FALSE |  |  | UL DLC | 85 days | https://drive.google.com/file/d/1vJLtMQ50XKLwxPEX0Nvz1tm6kkxPCjkg/view?usp=drive_link |  | 5000 | 15.4 |  |  | https://drive.google.com/file/d/1bB0fdFpQ1-fSLTmBGEb_LyIFEOMw73Of/view?usp=sharing | IP65
LED Linear Series | Strip Light | SL-ST-224-I | BHS-STRIPL-2ft4CCT | 2ft | 22W/28W/34W/40W | AC100-277Vac | 3.5/4/5k (Tunable) | 80 | 3600LM | 150lm/w | 0-10V | White/Metal/PVC | TRUE | TRUE |  | TRUE | 1.6 | TRUE | 10 | TRUE | 4.2 | FALSE |  | TRUE | Surface/Suspension/Continuous | Install Kit-V-Hook/Aircraft Cable/T-Bar bracket Option |  |  | UL DLC | 85 days | https://drive.google.com/file/d/1vJLtMQ50XKLwxPEX0Nvz1tm6kkxPCjkg/view?usp=drive_link |  | 5000 | 15.4 |  |  | https://drive.google.com/file/d/1bB0fdFpQ1-fSLTmBGEb_LyIFEOMw73Of/view?usp=sharing | IP65
LED Linear Series | Strip Light | SL-ST-224-I | BHS-STRIPL-2ft4CCT | 2ft | 22W/28W/34W/40W | AC100-277Vac | 3.5/4/5k (Tunable) | 80 | 3600LM | 150lm/w | 0-10V | White/Metal/PVC | TRUE | TRUE |  | TRUE | 1.6 | FALSE |  | TRUE | 4.2 | TRUE | 15 | FALSE | Surface/Suspension/Continuous | FALSE |  |  | UL DLC | 85 days | https://drive.google.com/file/d/1vJLtMQ50XKLwxPEX0Nvz1tm6kkxPCjkg/view?usp=drive_link |  | 5000 | 15.4 |  |  | https://drive.google.com/file/d/1bB0fdFpQ1-fSLTmBGEb_LyIFEOMw73Of/view?usp=sharing | IP65
LED Linear Series | Strip Light | SL-ST-224-I | BHS-STRIPL-2ft4CCT | 2ft | 22W/28W/34W/40W | AC100-277Vac | 3.5/4/5k (Tunable) | 80 | 3600LM | 150lm/w | 0-10V | White/Metal/PVC | TRUE | TRUE |  | TRUE | 1.6 | FALSE |  | TRUE | 4.2 | TRUE | 15 | FALSE | Surface/Suspension/Continuous | Install Kit-V-Hook/Aircraft Cable/T-Bar bracket Option |  |  | UL DLC | 85 days | https://drive.google.com/file/d/1vJLtMQ50XKLwxPEX0Nvz1tm6kkxPCjkg/view?usp=drive_link |  | 5000 | 15.4 |  |  | https://drive.google.com/file/d/1bB0fdFpQ1-fSLTmBGEb_LyIFEOMw73Of/view?usp=sharing | IP65
LED Linear Series | Strip Light | SL-ST-224-I | BHS-STRIPL-2ft4CCT | 2ft | 22W/28W/34W/40W | AC100-277Vac | 3.5/4/5k (Tunable) | 80 | 3600LM | 150lm/w | 0-10V | White/Metal/PVC | TRUE | TRUE |  | TRUE | 1.6 | TRUE | 10 | TRUE | 4.2 | TRUE | 15 | FALSE | Surface/Suspension/Continuous | FALSE |  |  | UL DLC | 85 days | https://drive.google.com/file/d/1vJLtMQ50XKLwxPEX0Nvz1tm6kkxPCjkg/view?usp=drive_link |  | 5000 | 15.4 |  |  | https://drive.google.com/file/d/1bB0fdFpQ1-fSLTmBGEb_LyIFEOMw73Of/view?usp=sharing | IP65
LED Linear Series | Strip Light | SL-ST-224-I | BHS-STRIPL-2ft4CCT | 2ft | 22W/28W/34W/40W | AC100-277Vac | 3.5/4/5k (Tunable) | 80 | 3600LM | 150lm/w | 0-10V | White/Metal/PVC | TRUE | TRUE |  | TRUE | 1.6 | TRUE | 10 | TRUE | 4.2 | TRUE | 15 | FALSE | Surface/Suspension/Continuous | Install Kit-V-Hook/Aircraft Cable/T-Bar bracket Option |  |  | UL DLC | 85 days | https://drive.google.com/file/d/1vJLtMQ50XKLwxPEX0Nvz1tm6kkxPCjkg/view?usp=drive_link |  | 5000 | 15.4 |  |  | https://drive.google.com/file/d/1bB0fdFpQ1-fSLTmBGEb_LyIFEOMw73Of/view?usp=sharing | IP65
LED Linear Series | Strip Light | SL-ST-224-I | BHS-STRIPL-2ft4CCT | 2ft | 22W/28W/34W/40W | AC100-277Vac | 3.5/4/5k (Tunable) | 80 | 3600LM | 150lm/w | 0-10V | White/Metal/PVC | TRUE | TRUE |  | TRUE | 1.6 | FALSE |  | TRUE | 4.2 | TRUE | 15 | TRUE | Surface/Suspension/Continuous | FALSE |  |  | UL DLC | 85 days | https://drive.google.com/file/d/1vJLtMQ50XKLwxPEX0Nvz1tm6kkxPCjkg/view?usp=drive_link |  | 5000 | 15.4 |  |  | https://drive.google.com/file/d/1bB0fdFpQ1-fSLTmBGEb_LyIFEOMw73Of/view?usp=sharing | IP65
LED Linear Series | Strip Light | SL-ST-224-I | BHS-STRIPL-2ft4CCT | 2ft | 22W/28W/34W/40W | AC100-277Vac | 3.5/4/5k (Tunable) | 80 | 3600LM | 150lm/w | 0-10V | White/Metal/PVC | TRUE | TRUE |  | TRUE | 1.6 | FALSE |  | TRUE | 4.2 | TRUE | 15 | TRUE | Surface/Suspension/Continuous | Install Kit-V-Hook/Aircraft Cable/T-Bar bracket Option |  |  | UL DLC | 85 days | https://drive.google.com/file/d/1vJLtMQ50XKLwxPEX0Nvz1tm6kkxPCjkg/view?usp=drive_link |  | 5000 | 15.4 |  |  | https://drive.google.com/file/d/1bB0fdFpQ1-fSLTmBGEb_LyIFEOMw73Of/view?usp=sharing | IP65
LED Linear Series | Strip Light | SL-ST-224-I | BHS-STRIPL-2ft4CCT | 2ft | 22W/28W/34W/40W | AC100-277Vac | 3.5/4/5k (Tunable) | 80 | 3600LM | 150lm/w | 0-10V | White/Metal/PVC | TRUE | TRUE |  | TRUE | 1.6 | TRUE | 10 | TRUE | 4.2 | TRUE | 15 | TRUE | Surface/Suspension/Continuous | FALSE |  |  | UL DLC | 85 days | https://drive.google.com/file/d/1vJLtMQ50XKLwxPEX0Nvz1tm6kkxPCjkg/view?usp=drive_link |  | 5000 | 15.4 |  |  | https://drive.google.com/file/d/1bB0fdFpQ1-fSLTmBGEb_LyIFEOMw73Of/view?usp=sharing | IP65
LED Linear Series | Strip Light | SL-ST-224-I | BHS-STRIPL-2ft4CCT | 2ft | 22W/28W/34W/40W | AC100-277Vac | 3.5/4/5k (Tunable) | 80 | 3600LM | 150lm/w | 0-10V | White/Metal/PVC | TRUE | TRUE |  | TRUE | 1.6 | TRUE | 10 | TRUE | 4.2 | TRUE | 15 | TRUE | Surface/Suspension/Continuous | Install Kit-V-Hook/Aircraft Cable/T-Bar bracket Option |  |  | UL DLC | 85 days | https://drive.google.com/file/d/1vJLtMQ50XKLwxPEX0Nvz1tm6kkxPCjkg/view?usp=drive_link |  | 5000 | 15.4 |  |  | https://drive.google.com/file/d/1bB0fdFpQ1-fSLTmBGEb_LyIFEOMw73Of/view?usp=sharing | IP65
LED Linear Series | Strip Light | SL-ST-440-I | BHS-STRIPL-4ft4CCT | 4ft | 22W/28W/34W/40W | AC100-277Vac | 3.5/4/5k (Tunable) | 80 | 6000LM | 150lm/w | 0-10V | White/Metal/PVC | FALSE |  |  |  |  | FALSE |  | FALSE |  | FALSE |  | FALSE | Surface/Suspension/Continuous | FALSE |  |  | UL DLC | 85 days | https://drive.google.com/file/d/1vJLtMQ50XKLwxPEX0Nvz1tm6kkxPCjkg/view?usp=drive_link |  | 5000 | 15.4 |  |  | https://drive.google.com/file/d/1bB0fdFpQ1-fSLTmBGEb_LyIFEOMw73Of/view?usp=sharing | IP65
LED Linear Series | Strip Light | SL-ST-440-I | BHS-STRIPL-4ft4CCT | 4ft | 22W/28W/34W/40W | AC100-277Vac | 3.5/4/5k (Tunable) | 80 | 6000LM | 150lm/w | 0-10V | White/Metal/PVC | FALSE |  |  |  |  | FALSE |  | FALSE |  | FALSE |  | FALSE | Surface/Suspension/Continuous | Install Kit-V-Hook/Aircraft Cable/T-Bar bracket Option |  |  | UL DLC | 85 days | https://drive.google.com/file/d/1vJLtMQ50XKLwxPEX0Nvz1tm6kkxPCjkg/view?usp=drive_link |  | 5000 | 15.4 |  |  | https://drive.google.com/file/d/1bB0fdFpQ1-fSLTmBGEb_LyIFEOMw73Of/view?usp=sharing | IP65
LED Linear Series | Strip Light | SL-ST-440-I | BHS-STRIPL-4ft4CCT | 4ft | 22W/28W/34W/40W | AC100-277Vac | 3.5/4/5k (Tunable) | 80 | 6000LM | 150lm/w | 0-10V | White/Metal/PVC | FALSE |  |  |  |  | TRUE | 10 | FALSE |  | FALSE |  | FALSE | Surface/Suspension/Continuous | FALSE |  |  | UL DLC | 85 days | https://drive.google.com/file/d/1vJLtMQ50XKLwxPEX0Nvz1tm6kkxPCjkg/view?usp=drive_link |  | 5000 | 15.4 |  |  | https://drive.google.com/file/d/1bB0fdFpQ1-fSLTmBGEb_LyIFEOMw73Of/view?usp=sharing | IP65
LED Linear Series | Strip Light | SL-ST-440-I | BHS-STRIPL-4ft4CCT | 4ft | 22W/28W/34W/40W | AC100-277Vac | 3.5/4/5k (Tunable) | 80 | 6000LM | 150lm/w | 0-10V | White/Metal/PVC | FALSE |  |  |  |  | TRUE | 10 | FALSE |  | FALSE |  | FALSE | Surface/Suspension/Continuous | Install Kit-V-Hook/Aircraft Cable/T-Bar bracket Option |  |  | UL DLC | 85 days | https://drive.google.com/file/d/1vJLtMQ50XKLwxPEX0Nvz1tm6kkxPCjkg/view?usp=drive_link |  | 5000 | 15.4 |  |  | https://drive.google.com/file/d/1bB0fdFpQ1-fSLTmBGEb_LyIFEOMw73Of/view?usp=sharing | IP65
LED Linear Series | Strip Light | SL-ST-440-I | BHS-STRIPL-4ft4CCT | 4ft | 22W/28W/34W/40W | AC100-277Vac | 3.5/4/5k (Tunable) | 80 | 6000LM | 150lm/w | 0-10V | White/Metal/PVC | FALSE |  |  |  |  | FALSE |  | FALSE |  | FALSE |  | TRUE | Surface/Suspension/Continuous | FALSE |  |  | UL DLC | 85 days | https://drive.google.com/file/d/1vJLtMQ50XKLwxPEX0Nvz1tm6kkxPCjkg/view?usp=drive_link |  | 5000 | 15.4 |  |  | https://drive.google.com/file/d/1bB0fdFpQ1-fSLTmBGEb_LyIFEOMw73Of/view?usp=sharing | IP65
LED Linear Series | Strip Light | SL-ST-440-I | BHS-STRIPL-4ft4CCT | 4ft | 22W/28W/34W/40W | AC100-277Vac | 3.5/4/5k (Tunable) | 80 | 6000LM | 150lm/w | 0-10V | White/Metal/PVC | FALSE |  |  |  |  | FALSE |  | FALSE |  | FALSE |  | TRUE | Surface/Suspension/Continuous | Install Kit-V-Hook/Aircraft Cable/T-Bar bracket Option |  |  | UL DLC | 85 days | https://drive.google.com/file/d/1vJLtMQ50XKLwxPEX0Nvz1tm6kkxPCjkg/view?usp=drive_link |  | 5000 | 15.4 |  |  | https://drive.google.com/file/d/1bB0fdFpQ1-fSLTmBGEb_LyIFEOMw73Of/view?usp=sharing | IP65
LED Linear Series | Strip Light | SL-ST-440-I | BHS-STRIPL-4ft4CCT | 4ft | 22W/28W/34W/40W | AC100-277Vac | 3.5/4/5k (Tunable) | 80 | 6000LM | 150lm/w | 0-10V | White/Metal/PVC | FALSE |  |  |  |  | TRUE | 10 | FALSE |  | FALSE |  | TRUE | Surface/Suspension/Continuous | FALSE |  |  | UL DLC | 85 days | https://drive.google.com/file/d/1vJLtMQ50XKLwxPEX0Nvz1tm6kkxPCjkg/view?usp=drive_link |  | 5000 | 15.4 |  |  | https://drive.google.com/file/d/1bB0fdFpQ1-fSLTmBGEb_LyIFEOMw73Of/view?usp=sharing | IP65
LED Linear Series | Strip Light | SL-ST-440-I | BHS-STRIPL-4ft4CCT | 4ft | 22W/28W/34W/40W | AC100-277Vac | 3.5/4/5k (Tunable) | 80 | 6000LM | 150lm/w | 0-10V | White/Metal/PVC | FALSE |  |  |  |  | TRUE | 10 | FALSE |  | FALSE |  | TRUE | Surface/Suspension/Continuous | Install Kit-V-Hook/Aircraft Cable/T-Bar bracket Option |  |  | UL DLC | 85 days | https://drive.google.com/file/d/1vJLtMQ50XKLwxPEX0Nvz1tm6kkxPCjkg/view?usp=drive_link |  | 5000 | 15.4 |  |  | https://drive.google.com/file/d/1bB0fdFpQ1-fSLTmBGEb_LyIFEOMw73Of/view?usp=sharing | IP65
LED Linear Series | Strip Light | SL-ST-440-I | BHS-STRIPL-4ft4CCT | 4ft | 22W/28W/34W/40W | AC100-277Vac | 3.5/4/5k (Tunable) | 80 | 6000LM | 150lm/w | 0-10V | White/Metal/PVC | FALSE |  |  |  |  | FALSE |  | FALSE |  | TRUE | 15 | FALSE | Surface/Suspension/Continuous | FALSE |  |  | UL DLC | 85 days | https://drive.google.com/file/d/1vJLtMQ50XKLwxPEX0Nvz1tm6kkxPCjkg/view?usp=drive_link |  | 5000 | 15.4 |  |  | https://drive.google.com/file/d/1bB0fdFpQ1-fSLTmBGEb_LyIFEOMw73Of/view?usp=sharing | IP65
LED Linear Series | Strip Light | SL-ST-440-I | BHS-STRIPL-4ft4CCT | 4ft | 22W/28W/34W/40W | AC100-277Vac | 3.5/4/5k (Tunable) | 80 | 6000LM | 150lm/w | 0-10V | White/Metal/PVC | FALSE |  |  |  |  | FALSE |  | FALSE |  | TRUE | 15 | FALSE | Surface/Suspension/Continuous | Install Kit-V-Hook/Aircraft Cable/T-Bar bracket Option |  |  | UL DLC | 85 days | https://drive.google.com/file/d/1vJLtMQ50XKLwxPEX0Nvz1tm6kkxPCjkg/view?usp=drive_link |  | 5000 | 15.4 |  |  | https://drive.google.com/file/d/1bB0fdFpQ1-fSLTmBGEb_LyIFEOMw73Of/view?usp=sharing | IP65
LED Linear Series | Strip Light | SL-ST-440-I | BHS-STRIPL-4ft4CCT | 4ft | 22W/28W/34W/40W | AC100-277Vac | 3.5/4/5k (Tunable) | 80 | 6000LM | 150lm/w | 0-10V | White/Metal/PVC | FALSE |  |  |  |  | TRUE | 10 | FALSE |  | TRUE | 15 | FALSE | Surface/Suspension/Continuous | FALSE |  |  | UL DLC | 85 days | https://drive.google.com/file/d/1vJLtMQ50XKLwxPEX0Nvz1tm6kkxPCjkg/view?usp=drive_link |  | 5000 | 15.4 |  |  | https://drive.google.com/file/d/1bB0fdFpQ1-fSLTmBGEb_LyIFEOMw73Of/view?usp=sharing | IP65
LED Linear Series | Strip Light | SL-ST-440-I | BHS-STRIPL-4ft4CCT | 4ft | 22W/28W/34W/40W | AC100-277Vac | 3.5/4/5k (Tunable) | 80 | 6000LM | 150lm/w | 0-10V | White/Metal/PVC | FALSE |  |  |  |  | TRUE | 10 | FALSE |  | TRUE | 15 | FALSE | Surface/Suspension/Continuous | Install Kit-V-Hook/Aircraft Cable/T-Bar bracket Option |  |  | UL DLC | 85 days | https://drive.google.com/file/d/1vJLtMQ50XKLwxPEX0Nvz1tm6kkxPCjkg/view?usp=drive_link |  | 5000 | 15.4 |  |  | https://drive.google.com/file/d/1bB0fdFpQ1-fSLTmBGEb_LyIFEOMw73Of/view?usp=sharing | IP65
LED Linear Series | Strip Light | SL-ST-440-I | BHS-STRIPL-4ft4CCT | 4ft | 22W/28W/34W/40W | AC100-277Vac | 3.5/4/5k (Tunable) | 80 | 6000LM | 150lm/w | 0-10V | White/Metal/PVC | FALSE |  |  |  |  | FALSE |  | FALSE |  | TRUE | 15 | TRUE | Surface/Suspension/Continuous | FALSE |  |  | UL DLC | 85 days | https://drive.google.com/file/d/1vJLtMQ50XKLwxPEX0Nvz1tm6kkxPCjkg/view?usp=drive_link |  | 5000 | 15.4 |  |  | https://drive.google.com/file/d/1bB0fdFpQ1-fSLTmBGEb_LyIFEOMw73Of/view?usp=sharing | IP65
LED Linear Series | Strip Light | SL-ST-440-I | BHS-STRIPL-4ft4CCT | 4ft | 22W/28W/34W/40W | AC100-277Vac | 3.5/4/5k (Tunable) | 80 | 6000LM | 150lm/w | 0-10V | White/Metal/PVC | FALSE |  |  |  |  | FALSE |  | FALSE |  | TRUE | 15 | TRUE | Surface/Suspension/Continuous | Install Kit-V-Hook/Aircraft Cable/T-Bar bracket Option |  |  | UL DLC | 85 days | https://drive.google.com/file/d/1vJLtMQ50XKLwxPEX0Nvz1tm6kkxPCjkg/view?usp=drive_link |  | 5000 | 15.4 |  |  | https://drive.google.com/file/d/1bB0fdFpQ1-fSLTmBGEb_LyIFEOMw73Of/view?usp=sharing | IP65
LED Linear Series | Strip Light | SL-ST-440-I | BHS-STRIPL-4ft4CCT | 4ft | 22W/28W/34W/40W | AC100-277Vac | 3.5/4/5k (Tunable) | 80 | 6000LM | 150lm/w | 0-10V | White/Metal/PVC | FALSE |  |  |  |  | TRUE | 10 | FALSE |  | TRUE | 15 | TRUE | Surface/Suspension/Continuous | FALSE |  |  | UL DLC | 85 days | https://drive.google.com/file/d/1vJLtMQ50XKLwxPEX0Nvz1tm6kkxPCjkg/view?usp=drive_link |  | 5000 | 15.4 |  |  | https://drive.google.com/file/d/1bB0fdFpQ1-fSLTmBGEb_LyIFEOMw73Of/view?usp=sharing | IP65
LED Linear Series | Strip Light | SL-ST-440-I | BHS-STRIPL-4ft4CCT | 4ft | 22W/28W/34W/40W | AC100-277Vac | 3.5/4/5k (Tunable) | 80 | 6000LM | 150lm/w | 0-10V | White/Metal/PVC | FALSE |  |  |  |  | TRUE | 10 | FALSE |  | TRUE | 15 | TRUE | Surface/Suspension/Continuous | Install Kit-V-Hook/Aircraft Cable/T-Bar bracket Option |  |  | UL DLC | 85 days | https://drive.google.com/file/d/1vJLtMQ50XKLwxPEX0Nvz1tm6kkxPCjkg/view?usp=drive_link |  | 5000 | 15.4 |  |  | https://drive.google.com/file/d/1bB0fdFpQ1-fSLTmBGEb_LyIFEOMw73Of/view?usp=sharing | IP65
LED Linear Series | Strip Light | SL-ST-440-I | BHS-STRIPL-4ft4CCT | 4ft | 22W/28W/34W/40W | AC100-277Vac | 3.5/4/5k (Tunable) | 80 | 6000LM | 150lm/w | 0-10V | White/Metal/PVC | FALSE |  |  |  |  | FALSE |  | TRUE | 4.2 | FALSE |  | FALSE | Surface/Suspension/Continuous | FALSE |  |  | UL DLC | 85 days | https://drive.google.com/file/d/1vJLtMQ50XKLwxPEX0Nvz1tm6kkxPCjkg/view?usp=drive_link |  | 5000 | 15.4 |  |  | https://drive.google.com/file/d/1bB0fdFpQ1-fSLTmBGEb_LyIFEOMw73Of/view?usp=sharing | IP65
LED Linear Series | Strip Light | SL-ST-440-I | BHS-STRIPL-4ft4CCT | 4ft | 22W/28W/34W/40W | AC100-277Vac | 3.5/4/5k (Tunable) | 80 | 6000LM | 150lm/w | 0-10V | White/Metal/PVC | FALSE |  |  |  |  | FALSE |  | TRUE | 4.2 | FALSE |  | FALSE | Surface/Suspension/Continuous | Install Kit-V-Hook/Aircraft Cable/T-Bar bracket Option |  |  | UL DLC | 85 days | https://drive.google.com/file/d/1vJLtMQ50XKLwxPEX0Nvz1tm6kkxPCjkg/view?usp=drive_link |  | 5000 | 15.4 |  |  | https://drive.google.com/file/d/1bB0fdFpQ1-fSLTmBGEb_LyIFEOMw73Of/view?usp=sharing | IP65
LED Linear Series | Strip Light | SL-ST-440-I | BHS-STRIPL-4ft4CCT | 4ft | 22W/28W/34W/40W | AC100-277Vac | 3.5/4/5k (Tunable) | 80 | 6000LM | 150lm/w | 0-10V | White/Metal/PVC | FALSE |  |  |  |  | TRUE | 10 | TRUE | 4.2 | FALSE |  | FALSE | Surface/Suspension/Continuous | FALSE |  |  | UL DLC | 85 days | https://drive.google.com/file/d/1vJLtMQ50XKLwxPEX0Nvz1tm6kkxPCjkg/view?usp=drive_link |  | 5000 | 15.4 |  |  | https://drive.google.com/file/d/1bB0fdFpQ1-fSLTmBGEb_LyIFEOMw73Of/view?usp=sharing | IP65
LED Linear Series | Strip Light | SL-ST-440-I | BHS-STRIPL-4ft4CCT | 4ft | 22W/28W/34W/40W | AC100-277Vac | 3.5/4/5k (Tunable) | 80 | 6000LM | 150lm/w | 0-10V | White/Metal/PVC | FALSE |  |  |  |  | TRUE | 10 | TRUE | 4.2 | FALSE |  | FALSE | Surface/Suspension/Continuous | Install Kit-V-Hook/Aircraft Cable/T-Bar bracket Option |  |  | UL DLC | 85 days | https://drive.google.com/file/d/1vJLtMQ50XKLwxPEX0Nvz1tm6kkxPCjkg/view?usp=drive_link |  | 5000 | 15.4 |  |  | https://drive.google.com/file/d/1bB0fdFpQ1-fSLTmBGEb_LyIFEOMw73Of/view?usp=sharing | IP65
LED Linear Series | Strip Light | SL-ST-440-I | BHS-STRIPL-4ft4CCT | 4ft | 22W/28W/34W/40W | AC100-277Vac | 3.5/4/5k (Tunable) | 80 | 6000LM | 150lm/w | 0-10V | White/Metal/PVC | FALSE |  |  |  |  | FALSE |  | TRUE | 4.2 | FALSE |  | TRUE | Surface/Suspension/Continuous | FALSE |  |  | UL DLC | 85 days | https://drive.google.com/file/d/1vJLtMQ50XKLwxPEX0Nvz1tm6kkxPCjkg/view?usp=drive_link |  | 5000 | 15.4 |  |  | https://drive.google.com/file/d/1bB0fdFpQ1-fSLTmBGEb_LyIFEOMw73Of/view?usp=sharing | IP65
LED Linear Series | Strip Light | SL-ST-440-I | BHS-STRIPL-4ft4CCT | 4ft | 22W/28W/34W/40W | AC100-277Vac | 3.5/4/5k (Tunable) | 80 | 6000LM | 150lm/w | 0-10V | White/Metal/PVC | FALSE |  |  |  |  | FALSE |  | TRUE | 4.2 | FALSE |  | TRUE | Surface/Suspension/Continuous | Install Kit-V-Hook/Aircraft Cable/T-Bar bracket Option |  |  | UL DLC | 85 days | https://drive.google.com/file/d/1vJLtMQ50XKLwxPEX0Nvz1tm6kkxPCjkg/view?usp=drive_link |  | 5000 | 15.4 |  |  | https://drive.google.com/file/d/1bB0fdFpQ1-fSLTmBGEb_LyIFEOMw73Of/view?usp=sharing | IP65
LED Linear Series | Strip Light | SL-ST-440-I | BHS-STRIPL-4ft4CCT | 4ft | 22W/28W/34W/40W | AC100-277Vac | 3.5/4/5k (Tunable) | 80 | 6000LM | 150lm/w | 0-10V | White/Metal/PVC | FALSE |  |  |  |  | TRUE | 10 | TRUE | 4.2 | FALSE |  | TRUE | Surface/Suspension/Continuous | FALSE |  |  | UL DLC | 85 days | https://drive.google.com/file/d/1vJLtMQ50XKLwxPEX0Nvz1tm6kkxPCjkg/view?usp=drive_link |  | 5000 | 15.4 |  |  | https://drive.google.com/file/d/1bB0fdFpQ1-fSLTmBGEb_LyIFEOMw73Of/view?usp=sharing | IP65
LED Linear Series | Strip Light | SL-ST-440-I | BHS-STRIPL-4ft4CCT | 4ft | 22W/28W/34W/40W | AC100-277Vac | 3.5/4/5k (Tunable) | 80 | 6000LM | 150lm/w | 0-10V | White/Metal/PVC | FALSE |  |  |  |  | TRUE | 10 | TRUE | 4.2 | FALSE |  | TRUE | Surface/Suspension/Continuous | Install Kit-V-Hook/Aircraft Cable/T-Bar bracket Option |  |  | UL DLC | 85 days | https://drive.google.com/file/d/1vJLtMQ50XKLwxPEX0Nvz1tm6kkxPCjkg/view?usp=drive_link |  | 5000 | 15.4 |  |  | https://drive.google.com/file/d/1bB0fdFpQ1-fSLTmBGEb_LyIFEOMw73Of/view?usp=sharing | IP65
LED Linear Series | Strip Light | SL-ST-440-I | BHS-STRIPL-4ft4CCT | 4ft | 22W/28W/34W/40W | AC100-277Vac | 3.5/4/5k (Tunable) | 80 | 6000LM | 150lm/w | 0-10V | White/Metal/PVC | FALSE |  |  |  |  | FALSE |  | TRUE | 4.2 | TRUE | 15 | FALSE | Surface/Suspension/Continuous | FALSE |  |  | UL DLC | 85 days | https://drive.google.com/file/d/1vJLtMQ50XKLwxPEX0Nvz1tm6kkxPCjkg/view?usp=drive_link |  | 5000 | 15.4 |  |  | https://drive.google.com/file/d/1bB0fdFpQ1-fSLTmBGEb_LyIFEOMw73Of/view?usp=sharing | IP65
LED Linear Series | Strip Light | SL-ST-440-I | BHS-STRIPL-4ft4CCT | 4ft | 22W/28W/34W/40W | AC100-277Vac | 3.5/4/5k (Tunable) | 80 | 6000LM | 150lm/w | 0-10V | White/Metal/PVC | FALSE |  |  |  |  | FALSE |  | TRUE | 4.2 | TRUE | 15 | FALSE | Surface/Suspension/Continuous | Install Kit-V-Hook/Aircraft Cable/T-Bar bracket Option |  |  | UL DLC | 85 days | https://drive.google.com/file/d/1vJLtMQ50XKLwxPEX0Nvz1tm6kkxPCjkg/view?usp=drive_link |  | 5000 | 15.4 |  |  | https://drive.google.com/file/d/1bB0fdFpQ1-fSLTmBGEb_LyIFEOMw73Of/view?usp=sharing | IP65
LED Linear Series | Strip Light | SL-ST-440-I | BHS-STRIPL-4ft4CCT | 4ft | 22W/28W/34W/40W | AC100-277Vac | 3.5/4/5k (Tunable) | 80 | 6000LM | 150lm/w | 0-10V | White/Metal/PVC | FALSE |  |  |  |  | TRUE | 10 | TRUE | 4.2 | TRUE | 15 | FALSE | Surface/Suspension/Continuous | FALSE |  |  | UL DLC | 85 days | https://drive.google.com/file/d/1vJLtMQ50XKLwxPEX0Nvz1tm6kkxPCjkg/view?usp=drive_link |  | 5000 | 15.4 |  |  | https://drive.google.com/file/d/1bB0fdFpQ1-fSLTmBGEb_LyIFEOMw73Of/view?usp=sharing | IP65
LED Linear Series | Strip Light | SL-ST-440-I | BHS-STRIPL-4ft4CCT | 4ft | 22W/28W/34W/40W | AC100-277Vac | 3.5/4/5k (Tunable) | 80 | 6000LM | 150lm/w | 0-10V | White/Metal/PVC | FALSE |  |  |  |  | TRUE | 10 | TRUE | 4.2 | TRUE | 15 | FALSE | Surface/Suspension/Continuous | Install Kit-V-Hook/Aircraft Cable/T-Bar bracket Option |  |  | UL DLC | 85 days | https://drive.google.com/file/d/1vJLtMQ50XKLwxPEX0Nvz1tm6kkxPCjkg/view?usp=drive_link |  | 5000 | 15.4 |  |  | https://drive.google.com/file/d/1bB0fdFpQ1-fSLTmBGEb_LyIFEOMw73Of/view?usp=sharing | IP65
LED Linear Series | Strip Light | SL-ST-440-I | BHS-STRIPL-4ft4CCT | 4ft | 22W/28W/34W/40W | AC100-277Vac | 3.5/4/5k (Tunable) | 80 | 6000LM | 150lm/w | 0-10V | White/Metal/PVC | FALSE |  |  |  |  | FALSE |  | TRUE | 4.2 | TRUE | 15 | TRUE | Surface/Suspension/Continuous | FALSE |  |  | UL DLC | 85 days | https://drive.google.com/file/d/1vJLtMQ50XKLwxPEX0Nvz1tm6kkxPCjkg/view?usp=drive_link |  | 5000 | 15.4 |  |  | https://drive.google.com/file/d/1bB0fdFpQ1-fSLTmBGEb_LyIFEOMw73Of/view?usp=sharing | IP65
LED Linear Series | Strip Light | SL-ST-440-I | BHS-STRIPL-4ft4CCT | 4ft | 22W/28W/34W/40W | AC100-277Vac | 3.5/4/5k (Tunable) | 80 | 6000LM | 150lm/w | 0-10V | White/Metal/PVC | FALSE |  |  |  |  | FALSE |  | TRUE | 4.2 | TRUE | 15 | TRUE | Surface/Suspension/Continuous | Install Kit-V-Hook/Aircraft Cable/T-Bar bracket Option |  |  | UL DLC | 85 days | https://drive.google.com/file/d/1vJLtMQ50XKLwxPEX0Nvz1tm6kkxPCjkg/view?usp=drive_link |  | 5000 | 15.4 |  |  | https://drive.google.com/file/d/1bB0fdFpQ1-fSLTmBGEb_LyIFEOMw73Of/view?usp=sharing | IP65
LED Linear Series | Strip Light | SL-ST-440-I | BHS-STRIPL-4ft4CCT | 4ft | 22W/28W/34W/40W | AC100-277Vac | 3.5/4/5k (Tunable) | 80 | 6000LM | 150lm/w | 0-10V | White/Metal/PVC | FALSE |  |  |  |  | TRUE | 10 | TRUE | 4.2 | TRUE | 15 | TRUE | Surface/Suspension/Continuous | FALSE |  |  | UL DLC | 85 days | https://drive.google.com/file/d/1vJLtMQ50XKLwxPEX0Nvz1tm6kkxPCjkg/view?usp=drive_link |  | 5000 | 15.4 |  |  | https://drive.google.com/file/d/1bB0fdFpQ1-fSLTmBGEb_LyIFEOMw73Of/view?usp=sharing | IP65
LED Linear Series | Strip Light | SL-ST-440-I | BHS-STRIPL-4ft4CCT | 4ft | 22W/28W/34W/40W | AC100-277Vac | 3.5/4/5k (Tunable) | 80 | 6000LM | 150lm/w | 0-10V | White/Metal/PVC | FALSE |  |  |  |  | TRUE | 10 | TRUE | 4.2 | TRUE | 15 | TRUE | Surface/Suspension/Continuous | Install Kit-V-Hook/Aircraft Cable/T-Bar bracket Option |  |  | UL DLC | 85 days | https://drive.google.com/file/d/1vJLtMQ50XKLwxPEX0Nvz1tm6kkxPCjkg/view?usp=drive_link |  | 5000 | 15.4 |  |  | https://drive.google.com/file/d/1bB0fdFpQ1-fSLTmBGEb_LyIFEOMw73Of/view?usp=sharing | IP65
LED Linear Series | Strip Light | SL-ST-440-I | BHS-STRIPL-4ft4CCT | 4ft | 22W/28W/34W/40W | AC100-277Vac | 3.5/4/5k (Tunable) | 80 | 6000LM | 150lm/w | 0-10V | White/Metal/PVC | TRUE | TRUE |  | TRUE | 1.6 | FALSE |  | FALSE |  | FALSE |  | FALSE | Surface/Suspension/Continuous | FALSE |  |  | UL DLC | 85 days | https://drive.google.com/file/d/1vJLtMQ50XKLwxPEX0Nvz1tm6kkxPCjkg/view?usp=drive_link |  | 5000 | 15.4 |  |  | https://drive.google.com/file/d/1bB0fdFpQ1-fSLTmBGEb_LyIFEOMw73Of/view?usp=sharing | IP65
LED Linear Series | Strip Light | SL-ST-440-I | BHS-STRIPL-4ft4CCT | 4ft | 22W/28W/34W/40W | AC100-277Vac | 3.5/4/5k (Tunable) | 80 | 6000LM | 150lm/w | 0-10V | White/Metal/PVC | TRUE | TRUE |  | TRUE | 1.6 | FALSE |  | FALSE |  | FALSE |  | FALSE | Surface/Suspension/Continuous | Install Kit-V-Hook/Aircraft Cable/T-Bar bracket Option |  |  | UL DLC | 85 days | https://drive.google.com/file/d/1vJLtMQ50XKLwxPEX0Nvz1tm6kkxPCjkg/view?usp=drive_link |  | 5000 | 15.4 |  |  | https://drive.google.com/file/d/1bB0fdFpQ1-fSLTmBGEb_LyIFEOMw73Of/view?usp=sharing | IP65
LED Linear Series | Strip Light | SL-ST-440-I | BHS-STRIPL-4ft4CCT | 4ft | 22W/28W/34W/40W | AC100-277Vac | 3.5/4/5k (Tunable) | 80 | 6000LM | 150lm/w | 0-10V | White/Metal/PVC | TRUE | TRUE |  | TRUE | 1.6 | TRUE | 10 | FALSE |  | FALSE |  | FALSE | Surface/Suspension/Continuous | FALSE |  |  | UL DLC | 85 days | https://drive.google.com/file/d/1vJLtMQ50XKLwxPEX0Nvz1tm6kkxPCjkg/view?usp=drive_link |  | 5000 | 15.4 |  |  | https://drive.google.com/file/d/1bB0fdFpQ1-fSLTmBGEb_LyIFEOMw73Of/view?usp=sharing | IP65
LED Linear Series | Strip Light | SL-ST-440-I | BHS-STRIPL-4ft4CCT | 4ft | 22W/28W/34W/40W | AC100-277Vac | 3.5/4/5k (Tunable) | 80 | 6000LM | 150lm/w | 0-10V | White/Metal/PVC | TRUE | TRUE |  | TRUE | 1.6 | TRUE | 10 | FALSE |  | FALSE |  | FALSE | Surface/Suspension/Continuous | Install Kit-V-Hook/Aircraft Cable/T-Bar bracket Option |  |  | UL DLC | 85 days | https://drive.google.com/file/d/1vJLtMQ50XKLwxPEX0Nvz1tm6kkxPCjkg/view?usp=drive_link |  | 5000 | 15.4 |  |  | https://drive.google.com/file/d/1bB0fdFpQ1-fSLTmBGEb_LyIFEOMw73Of/view?usp=sharing | IP65
LED Linear Series | Strip Light | SL-ST-440-I | BHS-STRIPL-4ft4CCT | 4ft | 22W/28W/34W/40W | AC100-277Vac | 3.5/4/5k (Tunable) | 80 | 6000LM | 150lm/w | 0-10V | White/Metal/PVC | TRUE | TRUE |  | TRUE | 1.6 | FALSE |  | FALSE |  | FALSE |  | TRUE | Surface/Suspension/Continuous | FALSE |  |  | UL DLC | 85 days | https://drive.google.com/file/d/1vJLtMQ50XKLwxPEX0Nvz1tm6kkxPCjkg/view?usp=drive_link |  | 5000 | 15.4 |  |  | https://drive.google.com/file/d/1bB0fdFpQ1-fSLTmBGEb_LyIFEOMw73Of/view?usp=sharing | IP65
LED Linear Series | Strip Light | SL-ST-440-I | BHS-STRIPL-4ft4CCT | 4ft | 22W/28W/34W/40W | AC100-277Vac | 3.5/4/5k (Tunable) | 80 | 6000LM | 150lm/w | 0-10V | White/Metal/PVC | TRUE | TRUE |  | TRUE | 1.6 | FALSE |  | FALSE |  | FALSE |  | TRUE | Surface/Suspension/Continuous | Install Kit-V-Hook/Aircraft Cable/T-Bar bracket Option |  |  | UL DLC | 85 days | https://drive.google.com/file/d/1vJLtMQ50XKLwxPEX0Nvz1tm6kkxPCjkg/view?usp=drive_link |  | 5000 | 15.4 |  |  | https://drive.google.com/file/d/1bB0fdFpQ1-fSLTmBGEb_LyIFEOMw73Of/view?usp=sharing | IP65
LED Linear Series | Strip Light | SL-ST-440-I | BHS-STRIPL-4ft4CCT | 4ft | 22W/28W/34W/40W | AC100-277Vac | 3.5/4/5k (Tunable) | 80 | 6000LM | 150lm/w | 0-10V | White/Metal/PVC | TRUE | TRUE |  | TRUE | 1.6 | TRUE | 10 | FALSE |  | FALSE |  | TRUE | Surface/Suspension/Continuous | FALSE |  |  | UL DLC | 85 days | https://drive.google.com/file/d/1vJLtMQ50XKLwxPEX0Nvz1tm6kkxPCjkg/view?usp=drive_link |  | 5000 | 15.4 |  |  | https://drive.google.com/file/d/1bB0fdFpQ1-fSLTmBGEb_LyIFEOMw73Of/view?usp=sharing | IP65
LED Linear Series | Strip Light | SL-ST-440-I | BHS-STRIPL-4ft4CCT | 4ft | 22W/28W/34W/40W | AC100-277Vac | 3.5/4/5k (Tunable) | 80 | 6000LM | 150lm/w | 0-10V | White/Metal/PVC | TRUE | TRUE |  | TRUE | 1.6 | TRUE | 10 | FALSE |  | FALSE |  | TRUE | Surface/Suspension/Continuous | Install Kit-V-Hook/Aircraft Cable/T-Bar bracket Option |  |  | UL DLC | 85 days | https://drive.google.com/file/d/1vJLtMQ50XKLwxPEX0Nvz1tm6kkxPCjkg/view?usp=drive_link |  | 5000 | 15.4 |  |  | https://drive.google.com/file/d/1bB0fdFpQ1-fSLTmBGEb_LyIFEOMw73Of/view?usp=sharing | IP65
LED Linear Series | Strip Light | SL-ST-440-I | BHS-STRIPL-4ft4CCT | 4ft | 22W/28W/34W/40W | AC100-277Vac | 3.5/4/5k (Tunable) | 80 | 6000LM | 150lm/w | 0-10V | White/Metal/PVC | TRUE | TRUE |  | TRUE | 1.6 | FALSE |  | FALSE |  | TRUE | 15 | FALSE | Surface/Suspension/Continuous | FALSE |  |  | UL DLC | 85 days | https://drive.google.com/file/d/1vJLtMQ50XKLwxPEX0Nvz1tm6kkxPCjkg/view?usp=drive_link |  | 5000 | 15.4 |  |  | https://drive.google.com/file/d/1bB0fdFpQ1-fSLTmBGEb_LyIFEOMw73Of/view?usp=sharing | IP65
LED Linear Series | Strip Light | SL-ST-440-I | BHS-STRIPL-4ft4CCT | 4ft | 22W/28W/34W/40W | AC100-277Vac | 3.5/4/5k (Tunable) | 80 | 6000LM | 150lm/w | 0-10V | White/Metal/PVC | TRUE | TRUE |  | TRUE | 1.6 | FALSE |  | FALSE |  | TRUE | 15 | FALSE | Surface/Suspension/Continuous | Install Kit-V-Hook/Aircraft Cable/T-Bar bracket Option |  |  | UL DLC | 85 days | https://drive.google.com/file/d/1vJLtMQ50XKLwxPEX0Nvz1tm6kkxPCjkg/view?usp=drive_link |  | 5000 | 15.4 |  |  | https://drive.google.com/file/d/1bB0fdFpQ1-fSLTmBGEb_LyIFEOMw73Of/view?usp=sharing | IP65
LED Linear Series | Strip Light | SL-ST-440-I | BHS-STRIPL-4ft4CCT | 4ft | 22W/28W/34W/40W | AC100-277Vac | 3.5/4/5k (Tunable) | 80 | 6000LM | 150lm/w | 0-10V | White/Metal/PVC | TRUE | TRUE |  | TRUE | 1.6 | TRUE | 10 | FALSE |  | TRUE | 15 | FALSE | Surface/Suspension/Continuous | FALSE |  |  | UL DLC | 85 days | https://drive.google.com/file/d/1vJLtMQ50XKLwxPEX0Nvz1tm6kkxPCjkg/view?usp=drive_link |  | 5000 | 15.4 |  |  | https://drive.google.com/file/d/1bB0fdFpQ1-fSLTmBGEb_LyIFEOMw73Of/view?usp=sharing | IP65
LED Linear Series | Strip Light | SL-ST-440-I | BHS-STRIPL-4ft4CCT | 4ft | 22W/28W/34W/40W | AC100-277Vac | 3.5/4/5k (Tunable) | 80 | 6000LM | 150lm/w | 0-10V | White/Metal/PVC | TRUE | TRUE |  | TRUE | 1.6 | TRUE | 10 | FALSE |  | TRUE | 15 | FALSE | Surface/Suspension/Continuous | Install Kit-V-Hook/Aircraft Cable/T-Bar bracket Option |  |  | UL DLC | 85 days | https://drive.google.com/file/d/1vJLtMQ50XKLwxPEX0Nvz1tm6kkxPCjkg/view?usp=drive_link |  | 5000 | 15.4 |  |  | https://drive.google.com/file/d/1bB0fdFpQ1-fSLTmBGEb_LyIFEOMw73Of/view?usp=sharing | IP65
LED Linear Series | Strip Light | SL-ST-440-I | BHS-STRIPL-4ft4CCT | 4ft | 22W/28W/34W/40W | AC100-277Vac | 3.5/4/5k (Tunable) | 80 | 6000LM | 150lm/w | 0-10V | White/Metal/PVC | TRUE | TRUE |  | TRUE | 1.6 | FALSE |  | FALSE |  | TRUE | 15 | TRUE | Surface/Suspension/Continuous | FALSE |  |  | UL DLC | 85 days | https://drive.google.com/file/d/1vJLtMQ50XKLwxPEX0Nvz1tm6kkxPCjkg/view?usp=drive_link |  | 5000 | 15.4 |  |  | https://drive.google.com/file/d/1bB0fdFpQ1-fSLTmBGEb_LyIFEOMw73Of/view?usp=sharing | IP65
LED Linear Series | Strip Light | SL-ST-440-I | BHS-STRIPL-4ft4CCT | 4ft | 22W/28W/34W/40W | AC100-277Vac | 3.5/4/5k (Tunable) | 80 | 6000LM | 150lm/w | 0-10V | White/Metal/PVC | TRUE | TRUE |  | TRUE | 1.6 | FALSE |  | FALSE |  | TRUE | 15 | TRUE | Surface/Suspension/Continuous | Install Kit-V-Hook/Aircraft Cable/T-Bar bracket Option |  |  | UL DLC | 85 days | https://drive.google.com/file/d/1vJLtMQ50XKLwxPEX0Nvz1tm6kkxPCjkg/view?usp=drive_link |  | 5000 | 15.4 |  |  | https://drive.google.com/file/d/1bB0fdFpQ1-fSLTmBGEb_LyIFEOMw73Of/view?usp=sharing | IP65
LED Linear Series | Strip Light | SL-ST-440-I | BHS-STRIPL-4ft4CCT | 4ft | 22W/28W/34W/40W | AC100-277Vac | 3.5/4/5k (Tunable) | 80 | 6000LM | 150lm/w | 0-10V | White/Metal/PVC | TRUE | TRUE |  | TRUE | 1.6 | TRUE | 10 | FALSE |  | TRUE | 15 | TRUE | Surface/Suspension/Continuous | FALSE |  |  | UL DLC | 85 days | https://drive.google.com/file/d/1vJLtMQ50XKLwxPEX0Nvz1tm6kkxPCjkg/view?usp=drive_link |  | 5000 | 15.4 |  |  | https://drive.google.com/file/d/1bB0fdFpQ1-fSLTmBGEb_LyIFEOMw73Of/view?usp=sharing | IP65
LED Linear Series | Strip Light | SL-ST-440-I | BHS-STRIPL-4ft4CCT | 4ft | 22W/28W/34W/40W | AC100-277Vac | 3.5/4/5k (Tunable) | 80 | 6000LM | 150lm/w | 0-10V | White/Metal/PVC | TRUE | TRUE |  | TRUE | 1.6 | TRUE | 10 | FALSE |  | TRUE | 15 | TRUE | Surface/Suspension/Continuous | Install Kit-V-Hook/Aircraft Cable/T-Bar bracket Option |  |  | UL DLC | 85 days | https://drive.google.com/file/d/1vJLtMQ50XKLwxPEX0Nvz1tm6kkxPCjkg/view?usp=drive_link |  | 5000 | 15.4 |  |  | https://drive.google.com/file/d/1bB0fdFpQ1-fSLTmBGEb_LyIFEOMw73Of/view?usp=sharing | IP65
LED Linear Series | Strip Light | SL-ST-440-I | BHS-STRIPL-4ft4CCT | 4ft | 22W/28W/34W/40W | AC100-277Vac | 3.5/4/5k (Tunable) | 80 | 6000LM | 150lm/w | 0-10V | White/Metal/PVC | TRUE | TRUE |  | TRUE | 1.6 | FALSE |  | TRUE | 4.2 | FALSE |  | FALSE | Surface/Suspension/Continuous | FALSE |  |  | UL DLC | 85 days | https://drive.google.com/file/d/1vJLtMQ50XKLwxPEX0Nvz1tm6kkxPCjkg/view?usp=drive_link |  | 5000 | 15.4 |  |  | https://drive.google.com/file/d/1bB0fdFpQ1-fSLTmBGEb_LyIFEOMw73Of/view?usp=sharing | IP65
LED Linear Series | Strip Light | SL-ST-440-I | BHS-STRIPL-4ft4CCT | 4ft | 22W/28W/34W/40W | AC100-277Vac | 3.5/4/5k (Tunable) | 80 | 6000LM | 150lm/w | 0-10V | White/Metal/PVC | TRUE | TRUE |  | TRUE | 1.6 | FALSE |  | TRUE | 4.2 | FALSE |  | FALSE | Surface/Suspension/Continuous | Install Kit-V-Hook/Aircraft Cable/T-Bar bracket Option |  |  | UL DLC | 85 days | https://drive.google.com/file/d/1vJLtMQ50XKLwxPEX0Nvz1tm6kkxPCjkg/view?usp=drive_link |  | 5000 | 15.4 |  |  | https://drive.google.com/file/d/1bB0fdFpQ1-fSLTmBGEb_LyIFEOMw73Of/view?usp=sharing | IP65
LED Linear Series | Strip Light | SL-ST-440-I | BHS-STRIPL-4ft4CCT | 4ft | 22W/28W/34W/40W | AC100-277Vac | 3.5/4/5k (Tunable) | 80 | 6000LM | 150lm/w | 0-10V | White/Metal/PVC | TRUE | TRUE |  | TRUE | 1.6 | TRUE | 10 | TRUE | 4.2 | FALSE |  | FALSE | Surface/Suspension/Continuous | FALSE |  |  | UL DLC | 85 days | https://drive.google.com/file/d/1vJLtMQ50XKLwxPEX0Nvz1tm6kkxPCjkg/view?usp=drive_link |  | 5000 | 15.4 |  |  | https://drive.google.com/file/d/1bB0fdFpQ1-fSLTmBGEb_LyIFEOMw73Of/view?usp=sharing | IP65
LED Linear Series | Strip Light | SL-ST-440-I | BHS-STRIPL-4ft4CCT | 4ft | 22W/28W/34W/40W | AC100-277Vac | 3.5/4/5k (Tunable) | 80 | 6000LM | 150lm/w | 0-10V | White/Metal/PVC | TRUE | TRUE |  | TRUE | 1.6 | TRUE | 10 | TRUE | 4.2 | FALSE |  | FALSE | Surface/Suspension/Continuous | Install Kit-V-Hook/Aircraft Cable/T-Bar bracket Option |  |  | UL DLC | 85 days | https://drive.google.com/file/d/1vJLtMQ50XKLwxPEX0Nvz1tm6kkxPCjkg/view?usp=drive_link |  | 5000 | 15.4 |  |  | https://drive.google.com/file/d/1bB0fdFpQ1-fSLTmBGEb_LyIFEOMw73Of/view?usp=sharing | IP65
LED Linear Series | Strip Light | SL-ST-440-I | BHS-STRIPL-4ft4CCT | 4ft | 22W/28W/34W/40W | AC100-277Vac | 3.5/4/5k (Tunable) | 80 | 6000LM | 150lm/w | 0-10V | White/Metal/PVC | TRUE | TRUE |  | TRUE | 1.6 | FALSE |  | TRUE | 4.2 | FALSE |  | TRUE | Surface/Suspension/Continuous | FALSE |  |  | UL DLC | 85 days | https://drive.google.com/file/d/1vJLtMQ50XKLwxPEX0Nvz1tm6kkxPCjkg/view?usp=drive_link |  | 5000 | 15.4 |  |  | https://drive.google.com/file/d/1bB0fdFpQ1-fSLTmBGEb_LyIFEOMw73Of/view?usp=sharing | IP65
LED Linear Series | Strip Light | SL-ST-440-I | BHS-STRIPL-4ft4CCT | 4ft | 22W/28W/34W/40W | AC100-277Vac | 3.5/4/5k (Tunable) | 80 | 6000LM | 150lm/w | 0-10V | White/Metal/PVC | TRUE | TRUE |  | TRUE | 1.6 | FALSE |  | TRUE | 4.2 | FALSE |  | TRUE | Surface/Suspension/Continuous | Install Kit-V-Hook/Aircraft Cable/T-Bar bracket Option |  |  | UL DLC | 85 days | https://drive.google.com/file/d/1vJLtMQ50XKLwxPEX0Nvz1tm6kkxPCjkg/view?usp=drive_link |  | 5000 | 15.4 |  |  | https://drive.google.com/file/d/1bB0fdFpQ1-fSLTmBGEb_LyIFEOMw73Of/view?usp=sharing | IP65
LED Linear Series | Strip Light | SL-ST-440-I | BHS-STRIPL-4ft4CCT | 4ft | 22W/28W/34W/40W | AC100-277Vac | 3.5/4/5k (Tunable) | 80 | 6000LM | 150lm/w | 0-10V | White/Metal/PVC | TRUE | TRUE |  | TRUE | 1.6 | TRUE | 10 | TRUE | 4.2 | FALSE |  | TRUE | Surface/Suspension/Continuous | FALSE |  |  | UL DLC | 85 days | https://drive.google.com/file/d/1vJLtMQ50XKLwxPEX0Nvz1tm6kkxPCjkg/view?usp=drive_link |  | 5000 | 15.4 |  |  | https://drive.google.com/file/d/1bB0fdFpQ1-fSLTmBGEb_LyIFEOMw73Of/view?usp=sharing | IP65
LED Linear Series | Strip Light | SL-ST-440-I | BHS-STRIPL-4ft4CCT | 4ft | 22W/28W/34W/40W | AC100-277Vac | 3.5/4/5k (Tunable) | 80 | 6000LM | 150lm/w | 0-10V | White/Metal/PVC | TRUE | TRUE |  | TRUE | 1.6 | TRUE | 10 | TRUE | 4.2 | FALSE |  | TRUE | Surface/Suspension/Continuous | Install Kit-V-Hook/Aircraft Cable/T-Bar bracket Option |  |  | UL DLC | 85 days | https://drive.google.com/file/d/1vJLtMQ50XKLwxPEX0Nvz1tm6kkxPCjkg/view?usp=drive_link |  | 5000 | 15.4 |  |  | https://drive.google.com/file/d/1bB0fdFpQ1-fSLTmBGEb_LyIFEOMw73Of/view?usp=sharing | IP65
LED Linear Series | Strip Light | SL-ST-440-I | BHS-STRIPL-4ft4CCT | 4ft | 22W/28W/34W/40W | AC100-277Vac | 3.5/4/5k (Tunable) | 80 | 6000LM | 150lm/w | 0-10V | White/Metal/PVC | TRUE | TRUE |  | TRUE | 1.6 | FALSE |  | TRUE | 4.2 | TRUE | 15 | FALSE | Surface/Suspension/Continuous | FALSE |  |  | UL DLC | 85 days | https://drive.google.com/file/d/1vJLtMQ50XKLwxPEX0Nvz1tm6kkxPCjkg/view?usp=drive_link |  | 5000 | 15.4 |  |  | https://drive.google.com/file/d/1bB0fdFpQ1-fSLTmBGEb_LyIFEOMw73Of/view?usp=sharing | IP65
LED Linear Series | Strip Light | SL-ST-440-I | BHS-STRIPL-4ft4CCT | 4ft | 22W/28W/34W/40W | AC100-277Vac | 3.5/4/5k (Tunable) | 80 | 6000LM | 150lm/w | 0-10V | White/Metal/PVC | TRUE | TRUE |  | TRUE | 1.6 | FALSE |  | TRUE | 4.2 | TRUE | 15 | FALSE | Surface/Suspension/Continuous | Install Kit-V-Hook/Aircraft Cable/T-Bar bracket Option |  |  | UL DLC | 85 days | https://drive.google.com/file/d/1vJLtMQ50XKLwxPEX0Nvz1tm6kkxPCjkg/view?usp=drive_link |  | 5000 | 15.4 |  |  | https://drive.google.com/file/d/1bB0fdFpQ1-fSLTmBGEb_LyIFEOMw73Of/view?usp=sharing | IP65
LED Linear Series | Strip Light | SL-ST-440-I | BHS-STRIPL-4ft4CCT | 4ft | 22W/28W/34W/40W | AC100-277Vac | 3.5/4/5k (Tunable) | 80 | 6000LM | 150lm/w | 0-10V | White/Metal/PVC | TRUE | TRUE |  | TRUE | 1.6 | TRUE | 10 | TRUE | 4.2 | TRUE | 15 | FALSE | Surface/Suspension/Continuous | FALSE |  |  | UL DLC | 85 days | https://drive.google.com/file/d/1vJLtMQ50XKLwxPEX0Nvz1tm6kkxPCjkg/view?usp=drive_link |  | 5000 | 15.4 |  |  | https://drive.google.com/file/d/1bB0fdFpQ1-fSLTmBGEb_LyIFEOMw73Of/view?usp=sharing | IP65
LED Linear Series | Strip Light | SL-ST-440-I | BHS-STRIPL-4ft4CCT | 4ft | 22W/28W/34W/40W | AC100-277Vac | 3.5/4/5k (Tunable) | 80 | 6000LM | 150lm/w | 0-10V | White/Metal/PVC | TRUE | TRUE |  | TRUE | 1.6 | TRUE | 10 | TRUE | 4.2 | TRUE | 15 | FALSE | Surface/Suspension/Continuous | Install Kit-V-Hook/Aircraft Cable/T-Bar bracket Option |  |  | UL DLC | 85 days | https://drive.google.com/file/d/1vJLtMQ50XKLwxPEX0Nvz1tm6kkxPCjkg/view?usp=drive_link |  | 5000 | 15.4 |  |  | https://drive.google.com/file/d/1bB0fdFpQ1-fSLTmBGEb_LyIFEOMw73Of/view?usp=sharing | IP65
LED Linear Series | Strip Light | SL-ST-440-I | BHS-STRIPL-4ft4CCT | 4ft | 22W/28W/34W/40W | AC100-277Vac | 3.5/4/5k (Tunable) | 80 | 6000LM | 150lm/w | 0-10V | White/Metal/PVC | TRUE | TRUE |  | TRUE | 1.6 | FALSE |  | TRUE | 4.2 | TRUE | 15 | TRUE | Surface/Suspension/Continuous | FALSE |  |  | UL DLC | 85 days | https://drive.google.com/file/d/1vJLtMQ50XKLwxPEX0Nvz1tm6kkxPCjkg/view?usp=drive_link |  | 5000 | 15.4 |  |  | https://drive.google.com/file/d/1bB0fdFpQ1-fSLTmBGEb_LyIFEOMw73Of/view?usp=sharing | IP65
LED Linear Series | Strip Light | SL-ST-440-I | BHS-STRIPL-4ft4CCT | 4ft | 22W/28W/34W/40W | AC100-277Vac | 3.5/4/5k (Tunable) | 80 | 6000LM | 150lm/w | 0-10V | White/Metal/PVC | TRUE | TRUE |  | TRUE | 1.6 | FALSE |  | TRUE | 4.2 | TRUE | 15 | TRUE | Surface/Suspension/Continuous | Install Kit-V-Hook/Aircraft Cable/T-Bar bracket Option |  |  | UL DLC | 85 days | https://drive.google.com/file/d/1vJLtMQ50XKLwxPEX0Nvz1tm6kkxPCjkg/view?usp=drive_link |  | 5000 | 15.4 |  |  | https://drive.google.com/file/d/1bB0fdFpQ1-fSLTmBGEb_LyIFEOMw73Of/view?usp=sharing | IP65
LED Linear Series | Strip Light | SL-ST-440-I | BHS-STRIPL-4ft4CCT | 4ft | 22W/28W/34W/40W | AC100-277Vac | 3.5/4/5k (Tunable) | 80 | 6000LM | 150lm/w | 0-10V | White/Metal/PVC | TRUE | TRUE |  | TRUE | 1.6 | TRUE | 10 | TRUE | 4.2 | TRUE | 15 | TRUE | Surface/Suspension/Continuous | FALSE |  |  | UL DLC | 85 days | https://drive.google.com/file/d/1vJLtMQ50XKLwxPEX0Nvz1tm6kkxPCjkg/view?usp=drive_link |  | 5000 | 15.4 |  |  | https://drive.google.com/file/d/1bB0fdFpQ1-fSLTmBGEb_LyIFEOMw73Of/view?usp=sharing | IP65
LED Linear Series | Strip Light | SL-ST-440-I | BHS-STRIPL-4ft4CCT | 4ft | 22W/28W/34W/40W | AC100-277Vac | 3.5/4/5k (Tunable) | 80 | 6000LM | 150lm/w | 0-10V | White/Metal/PVC | TRUE | TRUE |  | TRUE | 1.6 | TRUE | 10 | TRUE | 4.2 | TRUE | 15 | TRUE | Surface/Suspension/Continuous | Install Kit-V-Hook/Aircraft Cable/T-Bar bracket Option |  |  | UL DLC | 85 days | https://drive.google.com/file/d/1vJLtMQ50XKLwxPEX0Nvz1tm6kkxPCjkg/view?usp=drive_link |  | 5000 | 15.4 |  |  | https://drive.google.com/file/d/1bB0fdFpQ1-fSLTmBGEb_LyIFEOMw73Of/view?usp=sharing | IP65
LED Linear Series | Light Tube T5 | SL-DGA00-209LT-G5-H-U | BHS-LT-T5-2ft9W | 2ft | 9W | AC100-347Vac | 2700-6500k | 80 | 1260lm | 140lm/w |  | White/A6063 Aluminum/PCB | [12 empty] | Tube |  |  | Single or Double Input Optional | DLC UL RoHS, LM79, LM80 | 75 days | https://drive.google.com/file/d/1PC1Z5duXbaOqFT0IDuXb0o0n6J1xX_kA/view?usp=drive_link | 5 Yr | 2000 | 4 |  |  | https://drive.google.com/file/d/1p--XO0qq1MZFB1gYsre6D4z9iUGNr3Dv/view?usp=sharing
LED Linear Series | Light Tube T5 | SL-DGA00-415LT-G5-H-U | BHS-LT-T5-4ft15W | 4ft | 15W | AC100-347Vac | 2700-6500k | 80 | 2100lm | 140lm/w |  | White/A6063 Aluminum/PCB | [12 empty] | Tube |  |  | Single or Double Input Optional | DLC UL RoHS, LM79, LM80 | 75 days | https://drive.google.com/file/d/1PC1Z5duXbaOqFT0IDuXb0o0n6J1xX_kA/view?usp=drive_link | 5 Yr | 2000 | 4 |  |  | https://drive.google.com/file/d/1p--XO0qq1MZFB1gYsre6D4z9iUGNr3Dv/view?usp=sharing
LED Linear Series | Light Tube T8 | SL-DGA00-209LT-G8-H-U | BHS-LT-T8-2ft9W | 2ft | 9W | AC100-240V | 3000-6500k | 80 | 1170lm | 130lm/w |  | White/A6063 Aluminum/PCB | [12 empty] | Tube |  |  | Single or Double Input Optional | DLC ETL RoHS, LM79, LM80 | 75 days | https://drive.google.com/file/d/1Dq1R7zrXNAeQqBhki7QcPve4agtt1VE8/view?usp=drive_link | 5 Yr | 2000 | 3.5 |  |  | https://drive.google.com/file/d/1a7-P4IGhF6_yCpk7kKmqa2Tsi4VxwG8y/view?usp=sharing
LED Linear Series | Light Tube T8 | SL-DGA00-415LT-G8-H-U | BHS-LT-T8-4ft15W | 4ft | 15W | AC100-240V | 3000-6500k | 80 | 1950lm | 130lm/w |  | White/A6063 Aluminum/PCB | [12 empty] | Tube |  |  | Single or Double Input Optional | DLC ETL RoHS, LM79, LM80 | 75 days | https://drive.google.com/file/d/1Dq1R7zrXNAeQqBhki7QcPve4agtt1VE8/view?usp=drive_link | 5 Yr | 2000 | 3.5 |  |  | https://drive.google.com/file/d/1a7-P4IGhF6_yCpk7kKmqa2Tsi4VxwG8y/view?usp=sharing
LED Linear Series | Wraparound Light | DM-WR4FT65WT-3354K | BHD-STRIPW-4ft3CCT | 4ft | 24W/40W/65W | AC100-277Vac | 3.5/4/5k (Tunable) | 80 | 3120/5200/8450lm | 130lm/w | 0-10V | White/Metal/PVC | FALSE |  |  |  |  | FALSE |  | FALSE |  | FALSE |  | FALSE | Surface/Suspension/Continuous | FALSE |  |  | ETL DLC Premium | 85 days |  | 5 Yr | 1000 | 23.30 (DDP) |  |  | https://drive.google.com/file/d/194mie8neGavz029WTcaCQwND-hysiD0v/view?usp=sharing
LED Linear Series | Wraparound Light | DM-WR4FT65WT-3354K | BHD-STRIPW-4ft3CCT | 4ft | 24W/40W/65W | AC100-277Vac | 3.5/4/5k (Tunable) | 81 | 3120/5200/8450lm | 130lm/w | 0-10V | White/Metal/PVC | FALSE |  |  |  |  | FALSE |  | FALSE |  | FALSE |  | FALSE | Surface/Suspension/Continuous | Install Kit-V-Hook/Aircraft Cable/T-Bar bracket Option |  |  | ETL DLC Premium | 85 days |  | 5 Yr | 1000 | 23.30 (DDP) |  |  | https://drive.google.com/file/d/194mie8neGavz029WTcaCQwND-hysiD0v/view?usp=sharing
LED Linear Series | Wraparound Light | DM-WR4FT65WT-3354K | BHD-STRIPW-4ft3CCT | 4ft | 24W/40W/65W | AC100-277Vac | 3.5/4/5k (Tunable) | 82 | 3120/5200/8450lm | 130lm/w | 0-10V | White/Metal/PVC | FALSE |  |  |  |  | TRUE | 10 | FALSE |  | FALSE |  | FALSE | Surface/Suspension/Continuous | FALSE |  |  | ETL DLC Premium | 85 days |  | 5 Yr | 1000 | 23.30 (DDP) |  |  | https://drive.google.com/file/d/194mie8neGavz029WTcaCQwND-hysiD0v/view?usp=sharing
LED Linear Series | Wraparound Light | DM-WR4FT65WT-3354K | BHD-STRIPW-4ft3CCT | 4ft | 24W/40W/65W | AC100-277Vac | 3.5/4/5k (Tunable) | 83 | 3120/5200/8450lm | 130lm/w | 0-10V | White/Metal/PVC | FALSE |  |  |  |  | TRUE | 10 | FALSE |  | FALSE |  | FALSE | Surface/Suspension/Continuous | Install Kit-V-Hook/Aircraft Cable/T-Bar bracket Option |  |  | ETL DLC Premium | 85 days |  | 5 Yr | 1000 | 23.30 (DDP) |  |  | https://drive.google.com/file/d/194mie8neGavz029WTcaCQwND-hysiD0v/view?usp=sharing
LED Linear Series | Wraparound Light | DM-WR4FT65WT-3354K | BHD-STRIPW-4ft3CCT | 4ft | 24W/40W/65W | AC100-277Vac | 3.5/4/5k (Tunable) | 84 | 3120/5200/8450lm | 130lm/w | 0-10V | White/Metal/PVC | FALSE |  |  |  |  | FALSE |  | FALSE |  | FALSE |  | TRUE | Surface/Suspension/Continuous | FALSE |  |  | ETL DLC Premium | 85 days |  | 5 Yr | 1000 | 23.30 (DDP) |  |  | https://drive.google.com/file/d/194mie8neGavz029WTcaCQwND-hysiD0v/view?usp=sharing
LED Linear Series | Wraparound Light | DM-WR4FT65WT-3354K | BHD-STRIPW-4ft3CCT | 4ft | 24W/40W/65W | AC100-277Vac | 3.5/4/5k (Tunable) | 85 | 3120/5200/8450lm | 130lm/w | 0-10V | White/Metal/PVC | FALSE |  |  |  |  | FALSE |  | FALSE |  | FALSE |  | TRUE | Surface/Suspension/Continuous | Install Kit-V-Hook/Aircraft Cable/T-Bar bracket Option |  |  | ETL DLC Premium | 85 days |  | 5 Yr | 1000 | 23.30 (DDP) |  |  | https://drive.google.com/file/d/194mie8neGavz029WTcaCQwND-hysiD0v/view?usp=sharing
LED Linear Series | Wraparound Light | DM-WR4FT65WT-3354K | BHD-STRIPW-4ft3CCT | 4ft | 24W/40W/65W | AC100-277Vac | 3.5/4/5k (Tunable) | 86 | 3120/5200/8450lm | 130lm/w | 0-10V | White/Metal/PVC | FALSE |  |  |  |  | TRUE | 10 | FALSE |  | FALSE |  | TRUE | Surface/Suspension/Continuous | FALSE |  |  | ETL DLC Premium | 85 days |  | 5 Yr | 1000 | 23.30 (DDP) |  |  | https://drive.google.com/file/d/194mie8neGavz029WTcaCQwND-hysiD0v/view?usp=sharing
LED Linear Series | Wraparound Light | DM-WR4FT65WT-3354K | BHD-STRIPW-4ft3CCT | 4ft | 24W/40W/65W | AC100-277Vac | 3.5/4/5k (Tunable) | 87 | 3120/5200/8450lm | 130lm/w | 0-10V | White/Metal/PVC | FALSE |  |  |  |  | TRUE | 10 | FALSE |  | FALSE |  | TRUE | Surface/Suspension/Continuous | Install Kit-V-Hook/Aircraft Cable/T-Bar bracket Option |  |  | ETL DLC Premium | 85 days |  | 5 Yr | 1000 | 23.30 (DDP) |  |  | https://drive.google.com/file/d/194mie8neGavz029WTcaCQwND-hysiD0v/view?usp=sharing
LED Linear Series | Wraparound Light | DM-WR4FT65WT-3354K | BHD-STRIPW-4ft3CCT | 4ft | 24W/40W/65W | AC100-277Vac | 3.5/4/5k (Tunable) | 88 | 3120/5200/8450lm | 130lm/w | 0-10V | White/Metal/PVC | FALSE |  |  |  |  | FALSE |  | FALSE |  | TRUE | 15 | FALSE | Surface/Suspension/Continuous | FALSE |  |  | ETL DLC Premium | 85 days |  | 5 Yr | 1000 | 23.30 (DDP) |  |  | https://drive.google.com/file/d/194mie8neGavz029WTcaCQwND-hysiD0v/view?usp=sharing
LED Linear Series | Wraparound Light | DM-WR4FT65WT-3354K | BHD-STRIPW-4ft3CCT | 4ft | 24W/40W/65W | AC100-277Vac | 3.5/4/5k (Tunable) | 89 | 3120/5200/8450lm | 130lm/w | 0-10V | White/Metal/PVC | FALSE |  |  |  |  | FALSE |  | FALSE |  | TRUE | 15 | FALSE | Surface/Suspension/Continuous | Install Kit-V-Hook/Aircraft Cable/T-Bar bracket Option |  |  | ETL DLC Premium | 85 days |  | 5 Yr | 1000 | 23.30 (DDP) |  |  | https://drive.google.com/file/d/194mie8neGavz029WTcaCQwND-hysiD0v/view?usp=sharing
LED Linear Series | Wraparound Light | DM-WR4FT65WT-3354K | BHD-STRIPW-4ft3CCT | 4ft | 24W/40W/65W | AC100-277Vac | 3.5/4/5k (Tunable) | 90 | 3120/5200/8450lm | 130lm/w | 0-10V | White/Metal/PVC | FALSE |  |  |  |  | TRUE | 10 | FALSE |  | TRUE | 15 | FALSE | Surface/Suspension/Continuous | FALSE |  |  | ETL DLC Premium | 85 days |  | 5 Yr | 1000 | 23.30 (DDP) |  |  | https://drive.google.com/file/d/194mie8neGavz029WTcaCQwND-hysiD0v/view?usp=sharing
LED Linear Series | Wraparound Light | DM-WR4FT65WT-3354K | BHD-STRIPW-4ft3CCT | 4ft | 24W/40W/65W | AC100-277Vac | 3.5/4/5k (Tunable) | 91 | 3120/5200/8450lm | 130lm/w | 0-10V | White/Metal/PVC | FALSE |  |  |  |  | TRUE | 10 | FALSE |  | TRUE | 15 | FALSE | Surface/Suspension/Continuous | Install Kit-V-Hook/Aircraft Cable/T-Bar bracket Option |  |  | ETL DLC Premium | 85 days |  | 5 Yr | 1000 | 23.30 (DDP) |  |  | https://drive.google.com/file/d/194mie8neGavz029WTcaCQwND-hysiD0v/view?usp=sharing
LED Linear Series | Wraparound Light | DM-WR4FT65WT-3354K | BHD-STRIPW-4ft3CCT | 4ft | 24W/40W/65W | AC100-277Vac | 3.5/4/5k (Tunable) | 92 | 3120/5200/8450lm | 130lm/w | 0-10V | White/Metal/PVC | FALSE |  |  |  |  | FALSE |  | FALSE |  | TRUE | 15 | TRUE | Surface/Suspension/Continuous | FALSE |  |  | ETL DLC Premium | 85 days |  | 5 Yr | 1000 | 23.30 (DDP) |  |  | https://drive.google.com/file/d/194mie8neGavz029WTcaCQwND-hysiD0v/view?usp=sharing
LED Linear Series | Wraparound Light | DM-WR4FT65WT-3354K | BHD-STRIPW-4ft3CCT | 4ft | 24W/40W/65W | AC100-277Vac | 3.5/4/5k (Tunable) | 93 | 3120/5200/8450lm | 130lm/w | 0-10V | White/Metal/PVC | FALSE |  |  |  |  | FALSE |  | FALSE |  | TRUE | 15 | TRUE | Surface/Suspension/Continuous | Install Kit-V-Hook/Aircraft Cable/T-Bar bracket Option |  |  | ETL DLC Premium | 85 days |  | 5 Yr | 1000 | 23.30 (DDP) |  |  | https://drive.google.com/file/d/194mie8neGavz029WTcaCQwND-hysiD0v/view?usp=sharing
LED Linear Series | Wraparound Light | DM-WR4FT65WT-3354K | BHD-STRIPW-4ft3CCT | 4ft | 24W/40W/65W | AC100-277Vac | 3.5/4/5k (Tunable) | 94 | 3120/5200/8450lm | 130lm/w | 0-10V | White/Metal/PVC | FALSE |  |  |  |  | TRUE | 10 | FALSE |  | TRUE | 15 | TRUE | Surface/Suspension/Continuous | FALSE |  |  | ETL DLC Premium | 85 days |  | 5 Yr | 1000 | 23.30 (DDP) |  |  | https://drive.google.com/file/d/194mie8neGavz029WTcaCQwND-hysiD0v/view?usp=sharing
LED Linear Series | Wraparound Light | DM-WR4FT65WT-3354K | BHD-STRIPW-4ft3CCT | 4ft | 24W/40W/65W | AC100-277Vac | 3.5/4/5k (Tunable) | 95 | 3120/5200/8450lm | 130lm/w | 0-10V | White/Metal/PVC | FALSE |  |  |  |  | TRUE | 10 | FALSE |  | TRUE | 15 | TRUE | Surface/Suspension/Continuous | Install Kit-V-Hook/Aircraft Cable/T-Bar bracket Option |  |  | ETL DLC Premium | 85 days |  | 5 Yr | 1000 | 23.30 (DDP) |  |  | https://drive.google.com/file/d/194mie8neGavz029WTcaCQwND-hysiD0v/view?usp=sharing
LED Linear Series | Wraparound Light | DM-WR4FT65WT-3354K | BHD-STRIPW-4ft3CCT | 4ft | 24W/40W/65W | AC100-277Vac | 3.5/4/5k (Tunable) | 96 | 3120/5200/8450lm | 130lm/w | 0-10V | White/Metal/PVC | FALSE |  |  |  |  | FALSE |  | TRUE | 4.3 | FALSE |  | FALSE | Surface/Suspension/Continuous | FALSE |  |  | ETL DLC Premium | 85 days |  | 5 Yr | 1000 | 23.30 (DDP) |  |  | https://drive.google.com/file/d/194mie8neGavz029WTcaCQwND-hysiD0v/view?usp=sharing
LED Linear Series | Wraparound Light | DM-WR4FT65WT-3354K | BHD-STRIPW-4ft3CCT | 4ft | 24W/40W/65W | AC100-277Vac | 3.5/4/5k (Tunable) | 97 | 3120/5200/8450lm | 130lm/w | 0-10V | White/Metal/PVC | FALSE |  |  |  |  | FALSE |  | TRUE | 4.3 | FALSE |  | FALSE | Surface/Suspension/Continuous | Install Kit-V-Hook/Aircraft Cable/T-Bar bracket Option |  |  | ETL DLC Premium | 85 days |  | 5 Yr | 1000 | 23.30 (DDP) |  |  | https://drive.google.com/file/d/194mie8neGavz029WTcaCQwND-hysiD0v/view?usp=sharing
LED Linear Series | Wraparound Light | DM-WR4FT65WT-3354K | BHD-STRIPW-4ft3CCT | 4ft | 24W/40W/65W | AC100-277Vac | 3.5/4/5k (Tunable) | 98 | 3120/5200/8450lm | 130lm/w | 0-10V | White/Metal/PVC | FALSE |  |  |  |  | TRUE | 10 | TRUE | 4.3 | FALSE |  | FALSE | Surface/Suspension/Continuous | FALSE |  |  | ETL DLC Premium | 85 days |  | 5 Yr | 1000 | 23.30 (DDP) |  |  | https://drive.google.com/file/d/194mie8neGavz029WTcaCQwND-hysiD0v/view?usp=sharing
LED Linear Series | Wraparound Light | DM-WR4FT65WT-3354K | BHD-STRIPW-4ft3CCT | 4ft | 24W/40W/65W | AC100-277Vac | 3.5/4/5k (Tunable) | 99 | 3120/5200/8450lm | 130lm/w | 0-10V | White/Metal/PVC | FALSE |  |  |  |  | TRUE | 10 | TRUE | 4.3 | FALSE |  | FALSE | Surface/Suspension/Continuous | Install Kit-V-Hook/Aircraft Cable/T-Bar bracket Option |  |  | ETL DLC Premium | 85 days |  | 5 Yr | 1000 | 23.30 (DDP) |  |  | https://drive.google.com/file/d/194mie8neGavz029WTcaCQwND-hysiD0v/view?usp=sharing
LED Linear Series | Wraparound Light | DM-WR4FT65WT-3354K | BHD-STRIPW-4ft3CCT | 4ft | 24W/40W/65W | AC100-277Vac | 3.5/4/5k (Tunable) | 100 | 3120/5200/8450lm | 130lm/w | 0-10V | White/Metal/PVC | FALSE |  |  |  |  | FALSE |  | TRUE | 4.3 | FALSE |  | TRUE | Surface/Suspension/Continuous | FALSE |  |  | ETL DLC Premium | 85 days |  | 5 Yr | 1000 | 23.30 (DDP) |  |  | https://drive.google.com/file/d/194mie8neGavz029WTcaCQwND-hysiD0v/view?usp=sharing
LED Linear Series | Wraparound Light | DM-WR4FT65WT-3354K | BHD-STRIPW-4ft3CCT | 4ft | 24W/40W/65W | AC100-277Vac | 3.5/4/5k (Tunable) | 101 | 3120/5200/8450lm | 130lm/w | 0-10V | White/Metal/PVC | FALSE |  |  |  |  | FALSE |  | TRUE | 4.3 | FALSE |  | TRUE | Surface/Suspension/Continuous | Install Kit-V-Hook/Aircraft Cable/T-Bar bracket Option |  |  | ETL DLC Premium | 85 days |  | 5 Yr | 1000 | 23.30 (DDP) |  |  | https://drive.google.com/file/d/194mie8neGavz029WTcaCQwND-hysiD0v/view?usp=sharing
LED Linear Series | Wraparound Light | DM-WR4FT65WT-3354K | BHD-STRIPW-4ft3CCT | 4ft | 24W/40W/65W | AC100-277Vac | 3.5/4/5k (Tunable) | 102 | 3120/5200/8450lm | 130lm/w | 0-10V | White/Metal/PVC | FALSE |  |  |  |  | TRUE | 10 | TRUE | 4.3 | FALSE |  | TRUE | Surface/Suspension/Continuous | FALSE |  |  | ETL DLC Premium | 85 days |  | 5 Yr | 1000 | 23.30 (DDP) |  |  | https://drive.google.com/file/d/194mie8neGavz029WTcaCQwND-hysiD0v/view?usp=sharing
LED Linear Series | Wraparound Light | DM-WR4FT65WT-3354K | BHD-STRIPW-4ft3CCT | 4ft | 24W/40W/65W | AC100-277Vac | 3.5/4/5k (Tunable) | 103 | 3120/5200/8450lm | 130lm/w | 0-10V | White/Metal/PVC | FALSE |  |  |  |  | TRUE | 10 | TRUE | 4.3 | FALSE |  | TRUE | Surface/Suspension/Continuous | Install Kit-V-Hook/Aircraft Cable/T-Bar bracket Option |  |  | ETL DLC Premium | 85 days |  | 5 Yr | 1000 | 23.30 (DDP) |  |  | https://drive.google.com/file/d/194mie8neGavz029WTcaCQwND-hysiD0v/view?usp=sharing
LED Linear Series | Wraparound Light | DM-WR4FT65WT-3354K | BHD-STRIPW-4ft3CCT | 4ft | 24W/40W/65W | AC100-277Vac | 3.5/4/5k (Tunable) | 104 | 3120/5200/8450lm | 130lm/w | 0-10V | White/Metal/PVC | FALSE |  |  |  |  | FALSE |  | TRUE | 4.3 | TRUE | 15 | FALSE | Surface/Suspension/Continuous | FALSE |  |  | ETL DLC Premium | 85 days |  | 5 Yr | 1000 | 23.30 (DDP) |  |  | https://drive.google.com/file/d/194mie8neGavz029WTcaCQwND-hysiD0v/view?usp=sharing
LED Linear Series | Wraparound Light | DM-WR4FT65WT-3354K | BHD-STRIPW-4ft3CCT | 4ft | 24W/40W/65W | AC100-277Vac | 3.5/4/5k (Tunable) | 105 | 3120/5200/8450lm | 130lm/w | 0-10V | White/Metal/PVC | FALSE |  |  |  |  | FALSE |  | TRUE | 4.3 | TRUE | 15 | FALSE | Surface/Suspension/Continuous | Install Kit-V-Hook/Aircraft Cable/T-Bar bracket Option |  |  | ETL DLC Premium | 85 days |  | 5 Yr | 1000 | 23.30 (DDP) |  |  | https://drive.google.com/file/d/194mie8neGavz029WTcaCQwND-hysiD0v/view?usp=sharing
LED Linear Series | Wraparound Light | DM-WR4FT65WT-3354K | BHD-STRIPW-4ft3CCT | 4ft | 24W/40W/65W | AC100-277Vac | 3.5/4/5k (Tunable) | 106 | 3120/5200/8450lm | 130lm/w | 0-10V | White/Metal/PVC | FALSE |  |  |  |  | TRUE | 10 | TRUE | 4.3 | TRUE | 15 | FALSE | Surface/Suspension/Continuous | FALSE |  |  | ETL DLC Premium | 85 days |  | 5 Yr | 1000 | 23.30 (DDP) |  |  | https://drive.google.com/file/d/194mie8neGavz029WTcaCQwND-hysiD0v/view?usp=sharing
LED Linear Series | Wraparound Light | DM-WR4FT65WT-3354K | BHD-STRIPW-4ft3CCT | 4ft | 24W/40W/65W | AC100-277Vac | 3.5/4/5k (Tunable) | 107 | 3120/5200/8450lm | 130lm/w | 0-10V | White/Metal/PVC | FALSE |  |  |  |  | TRUE | 10 | TRUE | 4.3 | TRUE | 15 | FALSE | Surface/Suspension/Continuous | Install Kit-V-Hook/Aircraft Cable/T-Bar bracket Option |  |  | ETL DLC Premium | 85 days |  | 5 Yr | 1000 | 23.30 (DDP) |  |  | https://drive.google.com/file/d/194mie8neGavz029WTcaCQwND-hysiD0v/view?usp=sharing
LED Linear Series | Wraparound Light | DM-WR4FT65WT-3354K | BHD-STRIPW-4ft3CCT | 4ft | 24W/40W/65W | AC100-277Vac | 3.5/4/5k (Tunable) | 108 | 3120/5200/8450lm | 130lm/w | 0-10V | White/Metal/PVC | FALSE |  |  |  |  | FALSE |  | TRUE | 4.3 | TRUE | 15 | TRUE | Surface/Suspension/Continuous | FALSE |  |  | ETL DLC Premium | 85 days |  | 5 Yr | 1000 | 23.30 (DDP) |  |  | https://drive.google.com/file/d/194mie8neGavz029WTcaCQwND-hysiD0v/view?usp=sharing
LED Linear Series | Wraparound Light | DM-WR4FT65WT-3354K | BHD-STRIPW-4ft3CCT | 4ft | 24W/40W/65W | AC100-277Vac | 3.5/4/5k (Tunable) | 109 | 3120/5200/8450lm | 130lm/w | 0-10V | White/Metal/PVC | FALSE |  |  |  |  | FALSE |  | TRUE | 4.3 | TRUE | 15 | TRUE | Surface/Suspension/Continuous | Install Kit-V-Hook/Aircraft Cable/T-Bar bracket Option |  |  | ETL DLC Premium | 85 days |  | 5 Yr | 1000 | 23.30 (DDP) |  |  | https://drive.google.com/file/d/194mie8neGavz029WTcaCQwND-hysiD0v/view?usp=sharing
LED Linear Series | Wraparound Light | DM-WR4FT65WT-3354K | BHD-STRIPW-4ft3CCT | 4ft | 24W/40W/65W | AC100-277Vac | 3.5/4/5k (Tunable) | 110 | 3120/5200/8450lm | 130lm/w | 0-10V | White/Metal/PVC | FALSE |  |  |  |  | TRUE | 10 | TRUE | 4.3 | TRUE | 15 | TRUE | Surface/Suspension/Continuous | FALSE |  |  | ETL DLC Premium | 85 days |  | 5 Yr | 1000 | 23.30 (DDP) |  |  | https://drive.google.com/file/d/194mie8neGavz029WTcaCQwND-hysiD0v/view?usp=sharing
LED Linear Series | Wraparound Light | DM-WR4FT65WT-3354K | BHD-STRIPW-4ft3CCT | 4ft | 24W/40W/65W | AC100-277Vac | 3.5/4/5k (Tunable) | 111 | 3120/5200/8450lm | 130lm/w | 0-10V | White/Metal/PVC | FALSE |  |  |  |  | TRUE | 10 | TRUE | 4.3 | TRUE | 15 | TRUE | Surface/Suspension/Continuous | Install Kit-V-Hook/Aircraft Cable/T-Bar bracket Option |  |  | ETL DLC Premium | 85 days |  | 5 Yr | 1000 | 23.30 (DDP) |  |  | https://drive.google.com/file/d/194mie8neGavz029WTcaCQwND-hysiD0v/view?usp=sharing
LED Linear Series | Wraparound Light | DM-WR4FT65WT-3354K | BHD-STRIPW-4ft3CCT | 4ft | 24W/40W/65W | AC100-277Vac | 3.5/4/5k (Tunable) | 80 | 3120/5200/8450lm | 130lm/w | 0-10V | White/Metal/PVC | TRUE | TRUE |  | TRUE | 1.6 | FALSE |  | FALSE |  | FALSE |  | FALSE | Surface/Suspension/Continuous | FALSE |  |  | ETL DLC Premium | 85 days |  | 5 Yr | 1000 | 23.30 (DDP) |  |  | https://drive.google.com/file/d/194mie8neGavz029WTcaCQwND-hysiD0v/view?usp=sharing
LED Linear Series | Wraparound Light | DM-WR4FT65WT-3354K | BHD-STRIPW-4ft3CCT | 4ft | 24W/40W/65W | AC100-277Vac | 3.5/4/5k (Tunable) | 81 | 3120/5200/8450lm | 130lm/w | 0-10V | White/Metal/PVC | TRUE | TRUE |  | TRUE | 1.6 | FALSE |  | FALSE |  | FALSE |  | FALSE | Surface/Suspension/Continuous | Install Kit-V-Hook/Aircraft Cable/T-Bar bracket Option |  |  | ETL DLC Premium | 85 days |  | 5 Yr | 1000 | 23.30 (DDP) |  |  | https://drive.google.com/file/d/194mie8neGavz029WTcaCQwND-hysiD0v/view?usp=sharing
LED Linear Series | Wraparound Light | DM-WR4FT65WT-3354K | BHD-STRIPW-4ft3CCT | 4ft | 24W/40W/65W | AC100-277Vac | 3.5/4/5k (Tunable) | 82 | 3120/5200/8450lm | 130lm/w | 0-10V | White/Metal/PVC | TRUE | TRUE |  | TRUE | 1.6 | TRUE | 10 | FALSE |  | FALSE |  | FALSE | Surface/Suspension/Continuous | FALSE |  |  | ETL DLC Premium | 85 days |  | 5 Yr | 1000 | 23.30 (DDP) |  |  | https://drive.google.com/file/d/194mie8neGavz029WTcaCQwND-hysiD0v/view?usp=sharing
LED Linear Series | Wraparound Light | DM-WR4FT65WT-3354K | BHD-STRIPW-4ft3CCT | 4ft | 24W/40W/65W | AC100-277Vac | 3.5/4/5k (Tunable) | 83 | 3120/5200/8450lm | 130lm/w | 0-10V | White/Metal/PVC | TRUE | TRUE |  | TRUE | 1.6 | TRUE | 10 | FALSE |  | FALSE |  | FALSE | Surface/Suspension/Continuous | Install Kit-V-Hook/Aircraft Cable/T-Bar bracket Option |  |  | ETL DLC Premium | 85 days |  | 5 Yr | 1000 | 23.30 (DDP) |  |  | https://drive.google.com/file/d/194mie8neGavz029WTcaCQwND-hysiD0v/view?usp=sharing
LED Linear Series | Wraparound Light | DM-WR4FT65WT-3354K | BHD-STRIPW-4ft3CCT | 4ft | 24W/40W/65W | AC100-277Vac | 3.5/4/5k (Tunable) | 84 | 3120/5200/8450lm | 130lm/w | 0-10V | White/Metal/PVC | TRUE | TRUE |  | TRUE | 1.6 | FALSE |  | FALSE |  | FALSE |  | TRUE | Surface/Suspension/Continuous | FALSE |  |  | ETL DLC Premium | 85 days |  | 5 Yr | 1000 | 23.30 (DDP) |  |  | https://drive.google.com/file/d/194mie8neGavz029WTcaCQwND-hysiD0v/view?usp=sharing
LED Linear Series | Wraparound Light | DM-WR4FT65WT-3354K | BHD-STRIPW-4ft3CCT | 4ft | 24W/40W/65W | AC100-277Vac | 3.5/4/5k (Tunable) | 85 | 3120/5200/8450lm | 130lm/w | 0-10V | White/Metal/PVC | TRUE | TRUE |  | TRUE | 1.6 | FALSE |  | FALSE |  | FALSE |  | TRUE | Surface/Suspension/Continuous | Install Kit-V-Hook/Aircraft Cable/T-Bar bracket Option |  |  | ETL DLC Premium | 85 days |  | 5 Yr | 1000 | 23.30 (DDP) |  |  | https://drive.google.com/file/d/194mie8neGavz029WTcaCQwND-hysiD0v/view?usp=sharing
LED Linear Series | Wraparound Light | DM-WR4FT65WT-3354K | BHD-STRIPW-4ft3CCT | 4ft | 24W/40W/65W | AC100-277Vac | 3.5/4/5k (Tunable) | 86 | 3120/5200/8450lm | 130lm/w | 0-10V | White/Metal/PVC | TRUE | TRUE |  | TRUE | 1.6 | TRUE | 10 | FALSE |  | FALSE |  | TRUE | Surface/Suspension/Continuous | FALSE |  |  | ETL DLC Premium | 85 days |  | 5 Yr | 1000 | 23.30 (DDP) |  |  | https://drive.google.com/file/d/194mie8neGavz029WTcaCQwND-hysiD0v/view?usp=sharing
LED Linear Series | Wraparound Light | DM-WR4FT65WT-3354K | BHD-STRIPW-4ft3CCT | 4ft | 24W/40W/65W | AC100-277Vac | 3.5/4/5k (Tunable) | 87 | 3120/5200/8450lm | 130lm/w | 0-10V | White/Metal/PVC | TRUE | TRUE |  | TRUE | 1.6 | TRUE | 10 | FALSE |  | FALSE |  | TRUE | Surface/Suspension/Continuous | Install Kit-V-Hook/Aircraft Cable/T-Bar bracket Option |  |  | ETL DLC Premium | 85 days |  | 5 Yr | 1000 | 23.30 (DDP) |  |  | https://drive.google.com/file/d/194mie8neGavz029WTcaCQwND-hysiD0v/view?usp=sharing
LED Linear Series | Wraparound Light | DM-WR4FT65WT-3354K | BHD-STRIPW-4ft3CCT | 4ft | 24W/40W/65W | AC100-277Vac | 3.5/4/5k (Tunable) | 88 | 3120/5200/8450lm | 130lm/w | 0-10V | White/Metal/PVC | TRUE | TRUE |  | TRUE | 1.6 | FALSE |  | FALSE |  | TRUE | 15 | FALSE | Surface/Suspension/Continuous | FALSE |  |  | ETL DLC Premium | 85 days |  | 5 Yr | 1000 | 23.30 (DDP) |  |  | https://drive.google.com/file/d/194mie8neGavz029WTcaCQwND-hysiD0v/view?usp=sharing
LED Linear Series | Wraparound Light | DM-WR4FT65WT-3354K | BHD-STRIPW-4ft3CCT | 4ft | 24W/40W/65W | AC100-277Vac | 3.5/4/5k (Tunable) | 89 | 3120/5200/8450lm | 130lm/w | 0-10V | White/Metal/PVC | TRUE | TRUE |  | TRUE | 1.6 | FALSE |  | FALSE |  | TRUE | 15 | FALSE | Surface/Suspension/Continuous | Install Kit-V-Hook/Aircraft Cable/T-Bar bracket Option |  |  | ETL DLC Premium | 85 days |  | 5 Yr | 1000 | 23.30 (DDP) |  |  | https://drive.google.com/file/d/194mie8neGavz029WTcaCQwND-hysiD0v/view?usp=sharing
LED Linear Series | Wraparound Light | DM-WR4FT65WT-3354K | BHD-STRIPW-4ft3CCT | 4ft | 24W/40W/65W | AC100-277Vac | 3.5/4/5k (Tunable) | 90 | 3120/5200/8450lm | 130lm/w | 0-10V | White/Metal/PVC | TRUE | TRUE |  | TRUE | 1.6 | TRUE | 10 | FALSE |  | TRUE | 15 | FALSE | Surface/Suspension/Continuous | FALSE |  |  | ETL DLC Premium | 85 days |  | 5 Yr | 1000 | 23.30 (DDP) |  |  | https://drive.google.com/file/d/194mie8neGavz029WTcaCQwND-hysiD0v/view?usp=sharing
LED Linear Series | Wraparound Light | DM-WR4FT65WT-3354K | BHD-STRIPW-4ft3CCT | 4ft | 24W/40W/65W | AC100-277Vac | 3.5/4/5k (Tunable) | 91 | 3120/5200/8450lm | 130lm/w | 0-10V | White/Metal/PVC | TRUE | TRUE |  | TRUE | 1.6 | TRUE | 10 | FALSE |  | TRUE | 15 | FALSE | Surface/Suspension/Continuous | Install Kit-V-Hook/Aircraft Cable/T-Bar bracket Option |  |  | ETL DLC Premium | 85 days |  | 5 Yr | 1000 | 23.30 (DDP) |  |  | https://drive.google.com/file/d/194mie8neGavz029WTcaCQwND-hysiD0v/view?usp=sharing
LED Linear Series | Wraparound Light | DM-WR4FT65WT-3354K | BHD-STRIPW-4ft3CCT | 4ft | 24W/40W/65W | AC100-277Vac | 3.5/4/5k (Tunable) | 92 | 3120/5200/8450lm | 130lm/w | 0-10V | White/Metal/PVC | TRUE | TRUE |  | TRUE | 1.6 | FALSE |  | FALSE |  | TRUE | 15 | TRUE | Surface/Suspension/Continuous | FALSE |  |  | ETL DLC Premium | 85 days |  | 5 Yr | 1000 | 23.30 (DDP) |  |  | https://drive.google.com/file/d/194mie8neGavz029WTcaCQwND-hysiD0v/view?usp=sharing
LED Linear Series | Wraparound Light | DM-WR4FT65WT-3354K | BHD-STRIPW-4ft3CCT | 4ft | 24W/40W/65W | AC100-277Vac | 3.5/4/5k (Tunable) | 93 | 3120/5200/8450lm | 130lm/w | 0-10V | White/Metal/PVC | TRUE | TRUE |  | TRUE | 1.6 | FALSE |  | FALSE |  | TRUE | 15 | TRUE | Surface/Suspension/Continuous | Install Kit-V-Hook/Aircraft Cable/T-Bar bracket Option |  |  | ETL DLC Premium | 85 days |  | 5 Yr | 1000 | 23.30 (DDP) |  |  | https://drive.google.com/file/d/194mie8neGavz029WTcaCQwND-hysiD0v/view?usp=sharing
LED Linear Series | Wraparound Light | DM-WR4FT65WT-3354K | BHD-STRIPW-4ft3CCT | 4ft | 24W/40W/65W | AC100-277Vac | 3.5/4/5k (Tunable) | 94 | 3120/5200/8450lm | 130lm/w | 0-10V | White/Metal/PVC | TRUE | TRUE |  | TRUE | 1.6 | TRUE | 10 | FALSE |  | TRUE | 15 | TRUE | Surface/Suspension/Continuous | FALSE |  |  | ETL DLC Premium | 85 days |  | 5 Yr | 1000 | 23.30 (DDP) |  |  | https://drive.google.com/file/d/194mie8neGavz029WTcaCQwND-hysiD0v/view?usp=sharing
LED Linear Series | Wraparound Light | DM-WR4FT65WT-3354K | BHD-STRIPW-4ft3CCT | 4ft | 24W/40W/65W | AC100-277Vac | 3.5/4/5k (Tunable) | 95 | 3120/5200/8450lm | 130lm/w | 0-10V | White/Metal/PVC | TRUE | TRUE |  | TRUE | 1.6 | TRUE | 10 | FALSE |  | TRUE | 15 | TRUE | Surface/Suspension/Continuous | Install Kit-V-Hook/Aircraft Cable/T-Bar bracket Option |  |  | ETL DLC Premium | 85 days |  | 5 Yr | 1000 | 23.30 (DDP) |  |  | https://drive.google.com/file/d/194mie8neGavz029WTcaCQwND-hysiD0v/view?usp=sharing
LED Linear Series | Wraparound Light | DM-WR4FT65WT-3354K | BHD-STRIPW-4ft3CCT | 4ft | 24W/40W/65W | AC100-277Vac | 3.5/4/5k (Tunable) | 96 | 3120/5200/8450lm | 130lm/w | 0-10V | White/Metal/PVC | TRUE | TRUE |  | TRUE | 1.6 | FALSE |  | FALSE |  | FALSE |  | FALSE | Surface/Suspension/Continuous | FALSE |  |  | ETL DLC Premium | 85 days |  | 5 Yr | 1000 | 23.30 (DDP) |  |  | https://drive.google.com/file/d/194mie8neGavz029WTcaCQwND-hysiD0v/view?usp=sharing
LED Linear Series | Wraparound Light | DM-WR4FT65WT-3354K | BHD-STRIPW-4ft3CCT | 4ft | 24W/40W/65W | AC100-277Vac | 3.5/4/5k (Tunable) | 97 | 3120/5200/8450lm | 130lm/w | 0-10V | White/Metal/PVC | TRUE | TRUE |  | TRUE | 1.6 | FALSE |  | FALSE |  | FALSE |  | FALSE | Surface/Suspension/Continuous | Install Kit-V-Hook/Aircraft Cable/T-Bar bracket Option |  |  | ETL DLC Premium | 85 days |  | 5 Yr | 1000 | 23.30 (DDP) |  |  | https://drive.google.com/file/d/194mie8neGavz029WTcaCQwND-hysiD0v/view?usp=sharing
LED Linear Series | Wraparound Light | DM-WR4FT65WT-3354K | BHD-STRIPW-4ft3CCT | 4ft | 24W/40W/65W | AC100-277Vac | 3.5/4/5k (Tunable) | 98 | 3120/5200/8450lm | 130lm/w | 0-10V | White/Metal/PVC | TRUE | TRUE |  | TRUE | 1.6 | TRUE | 10 | FALSE |  | FALSE |  | FALSE | Surface/Suspension/Continuous | FALSE |  |  | ETL DLC Premium | 85 days |  | 5 Yr | 1000 | 23.30 (DDP) |  |  | https://drive.google.com/file/d/194mie8neGavz029WTcaCQwND-hysiD0v/view?usp=sharing
LED Linear Series | Wraparound Light | DM-WR4FT65WT-3354K | BHD-STRIPW-4ft3CCT | 4ft | 24W/40W/65W | AC100-277Vac | 3.5/4/5k (Tunable) | 99 | 3120/5200/8450lm | 130lm/w | 0-10V | White/Metal/PVC | TRUE | TRUE |  | TRUE | 1.6 | TRUE | 10 | FALSE |  | FALSE |  | FALSE | Surface/Suspension/Continuous | Install Kit-V-Hook/Aircraft Cable/T-Bar bracket Option |  |  | ETL DLC Premium | 85 days |  | 5 Yr | 1000 | 23.30 (DDP) |  |  | https://drive.google.com/file/d/194mie8neGavz029WTcaCQwND-hysiD0v/view?usp=sharing
LED Linear Series | Wraparound Light | DM-WR4FT65WT-3354K | BHD-STRIPW-4ft3CCT | 4ft | 24W/40W/65W | AC100-277Vac | 3.5/4/5k (Tunable) | 100 | 3120/5200/8450lm | 130lm/w | 0-10V | White/Metal/PVC | TRUE | TRUE |  | TRUE | 1.6 | FALSE |  | FALSE |  | FALSE |  | TRUE | Surface/Suspension/Continuous | FALSE |  |  | ETL DLC Premium | 85 days |  | 5 Yr | 1000 | 23.30 (DDP) |  |  | https://drive.google.com/file/d/194mie8neGavz029WTcaCQwND-hysiD0v/view?usp=sharing
LED Linear Series | Wraparound Light | DM-WR4FT65WT-3354K | BHD-STRIPW-4ft3CCT | 4ft | 24W/40W/65W | AC100-277Vac | 3.5/4/5k (Tunable) | 101 | 3120/5200/8450lm | 130lm/w | 0-10V | White/Metal/PVC | TRUE | TRUE |  | TRUE | 1.6 | FALSE |  | FALSE |  | FALSE |  | TRUE | Surface/Suspension/Continuous | Install Kit-V-Hook/Aircraft Cable/T-Bar bracket Option |  |  | ETL DLC Premium | 85 days |  | 5 Yr | 1000 | 23.30 (DDP) |  |  | https://drive.google.com/file/d/194mie8neGavz029WTcaCQwND-hysiD0v/view?usp=sharing
LED Linear Series | Wraparound Light | DM-WR4FT65WT-3354K | BHD-STRIPW-4ft3CCT | 4ft | 24W/40W/65W | AC100-277Vac | 3.5/4/5k (Tunable) | 102 | 3120/5200/8450lm | 130lm/w | 0-10V | White/Metal/PVC | TRUE | TRUE |  | TRUE | 1.6 | TRUE | 10 | FALSE |  | FALSE |  | TRUE | Surface/Suspension/Continuous | FALSE |  |  | ETL DLC Premium | 85 days |  | 5 Yr | 1000 | 23.30 (DDP) |  |  | https://drive.google.com/file/d/194mie8neGavz029WTcaCQwND-hysiD0v/view?usp=sharing
LED Linear Series | Wraparound Light | DM-WR4FT65WT-3354K | BHD-STRIPW-4ft3CCT | 4ft | 24W/40W/65W | AC100-277Vac | 3.5/4/5k (Tunable) | 103 | 3120/5200/8450lm | 130lm/w | 0-10V | White/Metal/PVC | TRUE | TRUE |  | TRUE | 1.6 | TRUE | 10 | FALSE |  | FALSE |  | TRUE | Surface/Suspension/Continuous | Install Kit-V-Hook/Aircraft Cable/T-Bar bracket Option |  |  | ETL DLC Premium | 85 days |  | 5 Yr | 1000 | 23.30 (DDP) |  |  | https://drive.google.com/file/d/194mie8neGavz029WTcaCQwND-hysiD0v/view?usp=sharing
LED Linear Series | Wraparound Light | DM-WR4FT65WT-3354K | BHD-STRIPW-4ft3CCT | 4ft | 24W/40W/65W | AC100-277Vac | 3.5/4/5k (Tunable) | 104 | 3120/5200/8450lm | 130lm/w | 0-10V | White/Metal/PVC | TRUE | TRUE |  | TRUE | 1.6 | FALSE |  | FALSE |  | TRUE | 15 | FALSE | Surface/Suspension/Continuous | FALSE |  |  | ETL DLC Premium | 85 days |  | 5 Yr | 1000 | 23.30 (DDP) |  |  | https://drive.google.com/file/d/194mie8neGavz029WTcaCQwND-hysiD0v/view?usp=sharing
LED Linear Series | Wraparound Light | DM-WR4FT65WT-3354K | BHD-STRIPW-4ft3CCT | 4ft | 24W/40W/65W | AC100-277Vac | 3.5/4/5k (Tunable) | 105 | 3120/5200/8450lm | 130lm/w | 0-10V | White/Metal/PVC | TRUE | TRUE |  | TRUE | 1.6 | FALSE |  | FALSE |  | TRUE | 15 | FALSE | Surface/Suspension/Continuous | Install Kit-V-Hook/Aircraft Cable/T-Bar bracket Option |  |  | ETL DLC Premium | 85 days |  | 5 Yr | 1000 | 23.30 (DDP) |  |  | https://drive.google.com/file/d/194mie8neGavz029WTcaCQwND-hysiD0v/view?usp=sharing
LED Linear Series | Wraparound Light | DM-WR4FT65WT-3354K | BHD-STRIPW-4ft3CCT | 4ft | 24W/40W/65W | AC100-277Vac | 3.5/4/5k (Tunable) | 106 | 3120/5200/8450lm | 130lm/w | 0-10V | White/Metal/PVC | TRUE | TRUE |  | TRUE | 1.6 | TRUE | 10 | FALSE |  | TRUE | 15 | FALSE | Surface/Suspension/Continuous | FALSE |  |  | ETL DLC Premium | 85 days |  | 5 Yr | 1000 | 23.30 (DDP) |  |  | https://drive.google.com/file/d/194mie8neGavz029WTcaCQwND-hysiD0v/view?usp=sharing
LED Linear Series | Wraparound Light | DM-WR4FT65WT-3354K | BHD-STRIPW-4ft3CCT | 4ft | 24W/40W/65W | AC100-277Vac | 3.5/4/5k (Tunable) | 107 | 3120/5200/8450lm | 130lm/w | 0-10V | White/Metal/PVC | TRUE | TRUE |  | TRUE | 1.6 | TRUE | 10 | FALSE |  | TRUE | 15 | FALSE | Surface/Suspension/Continuous | Install Kit-V-Hook/Aircraft Cable/T-Bar bracket Option |  |  | ETL DLC Premium | 85 days |  | 5 Yr | 1000 | 23.30 (DDP) |  |  | https://drive.google.com/file/d/194mie8neGavz029WTcaCQwND-hysiD0v/view?usp=sharing
LED Linear Series | Wraparound Light | DM-WR4FT65WT-3354K | BHD-STRIPW-4ft3CCT | 4ft | 24W/40W/65W | AC100-277Vac | 3.5/4/5k (Tunable) | 108 | 3120/5200/8450lm | 130lm/w | 0-10V | White/Metal/PVC | TRUE | TRUE |  | TRUE | 1.6 | FALSE |  | FALSE |  | TRUE | 15 | TRUE | Surface/Suspension/Continuous | FALSE |  |  | ETL DLC Premium | 85 days |  | 5 Yr | 1000 | 23.30 (DDP) |  |  | https://drive.google.com/file/d/194mie8neGavz029WTcaCQwND-hysiD0v/view?usp=sharing
LED Linear Series | Wraparound Light | DM-WR4FT65WT-3354K | BHD-STRIPW-4ft3CCT | 4ft | 24W/40W/65W | AC100-277Vac | 3.5/4/5k (Tunable) | 109 | 3120/5200/8450lm | 130lm/w | 0-10V | White/Metal/PVC | TRUE | TRUE |  | TRUE | 1.6 | FALSE |  | FALSE |  | TRUE | 15 | TRUE | Surface/Suspension/Continuous | Install Kit-V-Hook/Aircraft Cable/T-Bar bracket Option |  |  | ETL DLC Premium | 85 days |  | 5 Yr | 1000 | 23.30 (DDP) |  |  | https://drive.google.com/file/d/194mie8neGavz029WTcaCQwND-hysiD0v/view?usp=sharing
LED Linear Series | Wraparound Light | DM-WR4FT65WT-3354K | BHD-STRIPW-4ft3CCT | 4ft | 24W/40W/65W | AC100-277Vac | 3.5/4/5k (Tunable) | 110 | 3120/5200/8450lm | 130lm/w | 0-10V | White/Metal/PVC | TRUE | TRUE |  | TRUE | 1.6 | TRUE | 10 | FALSE |  | TRUE | 15 | TRUE | Surface/Suspension/Continuous | FALSE |  |  | ETL DLC Premium | 85 days |  | 5 Yr | 1000 | 23.30 (DDP) |  |  | https://drive.google.com/file/d/194mie8neGavz029WTcaCQwND-hysiD0v/view?usp=sharing
LED Linear Series | Wraparound Light | DM-WR4FT65WT-3354K | BHD-STRIPW-4ft3CCT | 4ft | 24W/40W/65W | AC100-277Vac | 3.5/4/5k (Tunable) | 111 | 3120/5200/8450lm | 130lm/w | 0-10V | White/Metal/PVC | TRUE | TRUE |  | TRUE | 1.6 | TRUE | 10 | FALSE |  | TRUE | 15 | TRUE | Surface/Suspension/Continuous | Install Kit-V-Hook/Aircraft Cable/T-Bar bracket Option |  |  | ETL DLC Premium | 85 days |  | 5 Yr | 1000 | 23.30 (DDP) |  |  | https://drive.google.com/file/d/194mie8neGavz029WTcaCQwND-hysiD0v/view?usp=sharing
LED Linear Series | Wraparound Light | PVLS-WINO01-30.38.48W4FT-06Frost | BHP-STRIPW-4ft3CCT-Frost | 4ft | 30W/38W/48W | AC100-277Vac | 3.5/4/5k (Tunable) | 80 | 3900/4940/5240lm | 130lm/w | 0-10V | White/Metal/PVC | FALSE |  |  |  |  | FALSE |  | FALSE |  | FALSE |  | FALSE | Surface/Suspension/Continuous | FALSE |  |  | ETL DLC Premium | 85 days |  | 5 Yr | 1000 | 13.80 (Xiamen)
LED Linear Series | Wraparound Light | PVLS-WINO01-30.38.48W4FT-06Frost | BHP-STRIPW-4ft3CCT-Frost | 4ft | 30W/38W/48W | AC100-277Vac | 3.5/4/5k (Tunable) | 80 | 3900/4940/5240lm | 130lm/w | 0-10V | White/Metal/PVC | FALSE |  |  |  |  | FALSE |  | FALSE |  | FALSE |  | FALSE | Surface/Suspension/Continuous | Install Kit-V-Hook/Aircraft Cable/T-Bar bracket Option |  |  | ETL DLC Premium | 85 days |  | 5 Yr | 1000 | 13.80 (Xiamen)
LED Linear Series | Wraparound Light | PVLS-WINO01-30.38.48W4FT-06Frost | BHP-STRIPW-4ft3CCT-Frost | 4ft | 30W/38W/48W | AC100-277Vac | 3.5/4/5k (Tunable) | 80 | 3900/4940/5240lm | 130lm/w | 0-10V | White/Metal/PVC | FALSE |  |  |  |  | TRUE | 10 | FALSE |  | FALSE |  | FALSE | Surface/Suspension/Continuous | FALSE |  |  | ETL DLC Premium | 85 days |  | 5 Yr | 1000 | 13.80 (Xiamen)
LED Linear Series | Wraparound Light | PVLS-WINO01-30.38.48W4FT-06Frost | BHP-STRIPW-4ft3CCT-Frost | 4ft | 30W/38W/48W | AC100-277Vac | 3.5/4/5k (Tunable) | 80 | 3900/4940/5240lm | 130lm/w | 0-10V | White/Metal/PVC | FALSE |  |  |  |  | TRUE | 10 | FALSE |  | FALSE |  | FALSE | Surface/Suspension/Continuous | Install Kit-V-Hook/Aircraft Cable/T-Bar bracket Option |  |  | ETL DLC Premium | 85 days |  | 5 Yr | 1000 | 13.80 (Xiamen)
LED Linear Series | Wraparound Light | PVLS-WINO01-30.38.48W4FT-06Frost | BHP-STRIPW-4ft3CCT-Frost | 4ft | 30W/38W/48W | AC100-277Vac | 3.5/4/5k (Tunable) | 80 | 3900/4940/5240lm | 130lm/w | 0-10V | White/Metal/PVC | FALSE |  |  |  |  | FALSE |  | FALSE |  | FALSE |  | TRUE | Surface/Suspension/Continuous | FALSE |  |  | ETL DLC Premium | 85 days |  | 5 Yr | 1000 | 13.80 (Xiamen)
LED Linear Series | Wraparound Light | PVLS-WINO01-30.38.48W4FT-06Frost | BHP-STRIPW-4ft3CCT-Frost | 4ft | 30W/38W/48W | AC100-277Vac | 3.5/4/5k (Tunable) | 80 | 3900/4940/5240lm | 130lm/w | 0-10V | White/Metal/PVC | FALSE |  |  |  |  | FALSE |  | FALSE |  | FALSE |  | TRUE | Surface/Suspension/Continuous | Install Kit-V-Hook/Aircraft Cable/T-Bar bracket Option |  |  | ETL DLC Premium | 85 days |  | 5 Yr | 1000 | 13.80 (Xiamen)
LED Linear Series | Wraparound Light | PVLS-WINO01-30.38.48W4FT-06Frost | BHP-STRIPW-4ft3CCT-Frost | 4ft | 30W/38W/48W | AC100-277Vac | 3.5/4/5k (Tunable) | 80 | 3900/4940/5240lm | 130lm/w | 0-10V | White/Metal/PVC | FALSE |  |  |  |  | TRUE | 10 | FALSE |  | FALSE |  | TRUE | Surface/Suspension/Continuous | FALSE |  |  | ETL DLC Premium | 85 days |  | 5 Yr | 1000 | 13.80 (Xiamen)
LED Linear Series | Wraparound Light | PVLS-WINO01-30.38.48W4FT-06Frost | BHP-STRIPW-4ft3CCT-Frost | 4ft | 30W/38W/48W | AC100-277Vac | 3.5/4/5k (Tunable) | 80 | 3900/4940/5240lm | 130lm/w | 0-10V | White/Metal/PVC | FALSE |  |  |  |  | TRUE | 10 | FALSE |  | FALSE |  | TRUE | Surface/Suspension/Continuous | Install Kit-V-Hook/Aircraft Cable/T-Bar bracket Option |  |  | ETL DLC Premium | 85 days |  | 5 Yr | 1000 | 13.80 (Xiamen)
LED Linear Series | Wraparound Light | PVLS-WINO01-30.38.48W4FT-06Frost | BHP-STRIPW-4ft3CCT-Frost | 4ft | 30W/38W/48W | AC100-277Vac | 3.5/4/5k (Tunable) | 80 | 3900/4940/5240lm | 130lm/w | 0-10V | White/Metal/PVC | FALSE |  |  |  |  | FALSE |  | FALSE |  | TRUE | 15 | FALSE | Surface/Suspension/Continuous | FALSE |  |  | ETL DLC Premium | 85 days |  | 5 Yr | 1000 | 13.80 (Xiamen)
LED Linear Series | Wraparound Light | PVLS-WINO01-30.38.48W4FT-06Frost | BHP-STRIPW-4ft3CCT-Frost | 4ft | 30W/38W/48W | AC100-277Vac | 3.5/4/5k (Tunable) | 80 | 3900/4940/5240lm | 130lm/w | 0-10V | White/Metal/PVC | FALSE |  |  |  |  | FALSE |  | FALSE |  | TRUE | 15 | FALSE | Surface/Suspension/Continuous | Install Kit-V-Hook/Aircraft Cable/T-Bar bracket Option |  |  | ETL DLC Premium | 85 days |  | 5 Yr | 1000 | 13.80 (Xiamen)
LED Linear Series | Wraparound Light | PVLS-WINO01-30.38.48W4FT-06Frost | BHP-STRIPW-4ft3CCT-Frost | 4ft | 30W/38W/48W | AC100-277Vac | 3.5/4/5k (Tunable) | 80 | 3900/4940/5240lm | 130lm/w | 0-10V | White/Metal/PVC | FALSE |  |  |  |  | TRUE | 10 | FALSE |  | TRUE | 15 | FALSE | Surface/Suspension/Continuous | FALSE |  |  | ETL DLC Premium | 85 days |  | 5 Yr | 1000 | 13.80 (Xiamen)
LED Linear Series | Wraparound Light | PVLS-WINO01-30.38.48W4FT-06Frost | BHP-STRIPW-4ft3CCT-Frost | 4ft | 30W/38W/48W | AC100-277Vac | 3.5/4/5k (Tunable) | 80 | 3900/4940/5240lm | 130lm/w | 0-10V | White/Metal/PVC | FALSE |  |  |  |  | TRUE | 10 | FALSE |  | TRUE | 15 | FALSE | Surface/Suspension/Continuous | Install Kit-V-Hook/Aircraft Cable/T-Bar bracket Option |  |  | ETL DLC Premium | 85 days |  | 5 Yr | 1000 | 13.80 (Xiamen)
LED Linear Series | Wraparound Light | PVLS-WINO01-30.38.48W4FT-06Frost | BHP-STRIPW-4ft3CCT-Frost | 4ft | 30W/38W/48W | AC100-277Vac | 3.5/4/5k (Tunable) | 80 | 3900/4940/5240lm | 130lm/w | 0-10V | White/Metal/PVC | FALSE |  |  |  |  | FALSE |  | FALSE |  | TRUE | 15 | TRUE | Surface/Suspension/Continuous | FALSE |  |  | ETL DLC Premium | 85 days |  | 5 Yr | 1000 | 13.80 (Xiamen)
LED Linear Series | Wraparound Light | PVLS-WINO01-30.38.48W4FT-06Frost | BHP-STRIPW-4ft3CCT-Frost | 4ft | 30W/38W/48W | AC100-277Vac | 3.5/4/5k (Tunable) | 80 | 3900/4940/5240lm | 130lm/w | 0-10V | White/Metal/PVC | FALSE |  |  |  |  | FALSE |  | FALSE |  | TRUE | 15 | TRUE | Surface/Suspension/Continuous | Install Kit-V-Hook/Aircraft Cable/T-Bar bracket Option |  |  | ETL DLC Premium | 85 days |  | 5 Yr | 1000 | 13.80 (Xiamen)
LED Linear Series | Wraparound Light | PVLS-WINO01-30.38.48W4FT-06Frost | BHP-STRIPW-4ft3CCT-Frost | 4ft | 30W/38W/48W | AC100-277Vac | 3.5/4/5k (Tunable) | 80 | 3900/4940/5240lm | 130lm/w | 0-10V | White/Metal/PVC | FALSE |  |  |  |  | TRUE | 10 | FALSE |  | TRUE | 15 | TRUE | Surface/Suspension/Continuous | FALSE |  |  | ETL DLC Premium | 85 days |  | 5 Yr | 1000 | 13.80 (Xiamen)
LED Linear Series | Wraparound Light | PVLS-WINO01-30.38.48W4FT-06Frost | BHP-STRIPW-4ft3CCT-Frost | 4ft | 30W/38W/48W | AC100-277Vac | 3.5/4/5k (Tunable) | 80 | 3900/4940/5240lm | 130lm/w | 0-10V | White/Metal/PVC | FALSE |  |  |  |  | TRUE | 10 | FALSE |  | TRUE | 15 | TRUE | Surface/Suspension/Continuous | Install Kit-V-Hook/Aircraft Cable/T-Bar bracket Option |  |  | ETL DLC Premium | 85 days |  | 5 Yr | 1000 | 13.80 (Xiamen)
LED Linear Series | Wraparound Light | PVLS-WINO01-30.38.48W4FT-06Frost | BHP-STRIPW-4ft3CCT-Frost | 4ft | 30W/38W/48W | AC100-277Vac | 3.5/4/5k (Tunable) | 80 | 3900/4940/5240lm | 130lm/w | 0-10V | White/Metal/PVC | FALSE |  |  |  |  | FALSE |  | TRUE | 4.3 | FALSE |  | FALSE | Surface/Suspension/Continuous | FALSE |  |  | ETL DLC Premium | 85 days |  | 5 Yr | 1000 | 13.80 (Xiamen)
LED Linear Series | Wraparound Light | PVLS-WINO01-30.38.48W4FT-06Frost | BHP-STRIPW-4ft3CCT-Frost | 4ft | 30W/38W/48W | AC100-277Vac | 3.5/4/5k (Tunable) | 80 | 3900/4940/5240lm | 130lm/w | 0-10V | White/Metal/PVC | FALSE |  |  |  |  | FALSE |  | TRUE | 4.3 | FALSE |  | FALSE | Surface/Suspension/Continuous | Install Kit-V-Hook/Aircraft Cable/T-Bar bracket Option |  |  | ETL DLC Premium | 85 days |  | 5 Yr | 1000 | 13.80 (Xiamen)
LED Linear Series | Wraparound Light | PVLS-WINO01-30.38.48W4FT-06Frost | BHP-STRIPW-4ft3CCT-Frost | 4ft | 30W/38W/48W | AC100-277Vac | 3.5/4/5k (Tunable) | 80 | 3900/4940/5240lm | 130lm/w | 0-10V | White/Metal/PVC | FALSE |  |  |  |  | TRUE | 10 | TRUE | 4.3 | FALSE |  | FALSE | Surface/Suspension/Continuous | FALSE |  |  | ETL DLC Premium | 85 days |  | 5 Yr | 1000 | 13.80 (Xiamen)
LED Linear Series | Wraparound Light | PVLS-WINO01-30.38.48W4FT-06Frost | BHP-STRIPW-4ft3CCT-Frost | 4ft | 30W/38W/48W | AC100-277Vac | 3.5/4/5k (Tunable) | 80 | 3900/4940/5240lm | 130lm/w | 0-10V | White/Metal/PVC | FALSE |  |  |  |  | TRUE | 10 | TRUE | 4.3 | FALSE |  | FALSE | Surface/Suspension/Continuous | Install Kit-V-Hook/Aircraft Cable/T-Bar bracket Option |  |  | ETL DLC Premium | 85 days |  | 5 Yr | 1000 | 13.80 (Xiamen)
LED Linear Series | Wraparound Light | PVLS-WINO01-30.38.48W4FT-06Frost | BHP-STRIPW-4ft3CCT-Frost | 4ft | 30W/38W/48W | AC100-277Vac | 3.5/4/5k (Tunable) | 80 | 3900/4940/5240lm | 130lm/w | 0-10V | White/Metal/PVC | FALSE |  |  |  |  | FALSE |  | TRUE | 4.3 | FALSE |  | TRUE | Surface/Suspension/Continuous | FALSE |  |  | ETL DLC Premium | 85 days |  | 5 Yr | 1000 | 13.80 (Xiamen)
LED Linear Series | Wraparound Light | PVLS-WINO01-30.38.48W4FT-06Frost | BHP-STRIPW-4ft3CCT-Frost | 4ft | 30W/38W/48W | AC100-277Vac | 3.5/4/5k (Tunable) | 80 | 3900/4940/5240lm | 130lm/w | 0-10V | White/Metal/PVC | FALSE |  |  |  |  | FALSE |  | TRUE | 4.3 | FALSE |  | TRUE | Surface/Suspension/Continuous | Install Kit-V-Hook/Aircraft Cable/T-Bar bracket Option |  |  | ETL DLC Premium | 85 days |  | 5 Yr | 1000 | 13.80 (Xiamen)
LED Linear Series | Wraparound Light | PVLS-WINO01-30.38.48W4FT-06Frost | BHP-STRIPW-4ft3CCT-Frost | 4ft | 30W/38W/48W | AC100-277Vac | 3.5/4/5k (Tunable) | 80 | 3900/4940/5240lm | 130lm/w | 0-10V | White/Metal/PVC | FALSE |  |  |  |  | TRUE | 10 | TRUE | 4.3 | FALSE |  | TRUE | Surface/Suspension/Continuous | FALSE |  |  | ETL DLC Premium | 85 days |  | 5 Yr | 1000 | 13.80 (Xiamen)
LED Linear Series | Wraparound Light | PVLS-WINO01-30.38.48W4FT-06Frost | BHP-STRIPW-4ft3CCT-Frost | 4ft | 30W/38W/48W | AC100-277Vac | 3.5/4/5k (Tunable) | 80 | 3900/4940/5240lm | 130lm/w | 0-10V | White/Metal/PVC | FALSE |  |  |  |  | TRUE | 10 | TRUE | 4.3 | FALSE |  | TRUE | Surface/Suspension/Continuous | Install Kit-V-Hook/Aircraft Cable/T-Bar bracket Option |  |  | ETL DLC Premium | 85 days |  | 5 Yr | 1000 | 13.80 (Xiamen)
LED Linear Series | Wraparound Light | PVLS-WINO01-30.38.48W4FT-06Frost | BHP-STRIPW-4ft3CCT-Frost | 4ft | 30W/38W/48W | AC100-277Vac | 3.5/4/5k (Tunable) | 80 | 3900/4940/5240lm | 130lm/w | 0-10V | White/Metal/PVC | FALSE |  |  |  |  | FALSE |  | TRUE | 4.3 | TRUE | 15 | FALSE | Surface/Suspension/Continuous | FALSE |  |  | ETL DLC Premium | 85 days |  | 5 Yr | 1000 | 13.80 (Xiamen)
LED Linear Series | Wraparound Light | PVLS-WINO01-30.38.48W4FT-06Frost | BHP-STRIPW-4ft3CCT-Frost | 4ft | 30W/38W/48W | AC100-277Vac | 3.5/4/5k (Tunable) | 80 | 3900/4940/5240lm | 130lm/w | 0-10V | White/Metal/PVC | FALSE |  |  |  |  | FALSE |  | TRUE | 4.3 | TRUE | 15 | FALSE | Surface/Suspension/Continuous | Install Kit-V-Hook/Aircraft Cable/T-Bar bracket Option |  |  | ETL DLC Premium | 85 days |  | 5 Yr | 1000 | 13.80 (Xiamen)
LED Linear Series | Wraparound Light | PVLS-WINO01-30.38.48W4FT-06Frost | BHP-STRIPW-4ft3CCT-Frost | 4ft | 30W/38W/48W | AC100-277Vac | 3.5/4/5k (Tunable) | 80 | 3900/4940/5240lm | 130lm/w | 0-10V | White/Metal/PVC | FALSE |  |  |  |  | TRUE | 10 | TRUE | 4.3 | TRUE | 15 | FALSE | Surface/Suspension/Continuous | FALSE |  |  | ETL DLC Premium | 85 days |  | 5 Yr | 1000 | 13.80 (Xiamen)
LED Linear Series | Wraparound Light | PVLS-WINO01-30.38.48W4FT-06Frost | BHP-STRIPW-4ft3CCT-Frost | 4ft | 30W/38W/48W | AC100-277Vac | 3.5/4/5k (Tunable) | 80 | 3900/4940/5240lm | 130lm/w | 0-10V | White/Metal/PVC | FALSE |  |  |  |  | TRUE | 10 | TRUE | 4.3 | TRUE | 15 | FALSE | Surface/Suspension/Continuous | Install Kit-V-Hook/Aircraft Cable/T-Bar bracket Option |  |  | ETL DLC Premium | 85 days |  | 5 Yr | 1000 | 13.80 (Xiamen)
LED Linear Series | Wraparound Light | PVLS-WINO01-30.38.48W4FT-06Frost | BHP-STRIPW-4ft3CCT-Frost | 4ft | 30W/38W/48W | AC100-277Vac | 3.5/4/5k (Tunable) | 80 | 3900/4940/5240lm | 130lm/w | 0-10V | White/Metal/PVC | FALSE |  |  |  |  | FALSE |  | TRUE | 4.3 | TRUE | 15 | TRUE | Surface/Suspension/Continuous | FALSE |  |  | ETL DLC Premium | 85 days |  | 5 Yr | 1000 | 13.80 (Xiamen)
LED Linear Series | Wraparound Light | PVLS-WINO01-30.38.48W4FT-06Frost | BHP-STRIPW-4ft3CCT-Frost | 4ft | 30W/38W/48W | AC100-277Vac | 3.5/4/5k (Tunable) | 80 | 3900/4940/5240lm | 130lm/w | 0-10V | White/Metal/PVC | FALSE |  |  |  |  | FALSE |  | TRUE | 4.3 | TRUE | 15 | TRUE | Surface/Suspension/Continuous | Install Kit-V-Hook/Aircraft Cable/T-Bar bracket Option |  |  | ETL DLC Premium | 85 days |  | 5 Yr | 1000 | 13.80 (Xiamen)
LED Linear Series | Wraparound Light | PVLS-WINO01-30.38.48W4FT-06Frost | BHP-STRIPW-4ft3CCT-Frost | 4ft | 30W/38W/48W | AC100-277Vac | 3.5/4/5k (Tunable) | 80 | 3900/4940/5240lm | 130lm/w | 0-10V | White/Metal/PVC | FALSE |  |  |  |  | TRUE | 10 | TRUE | 4.3 | TRUE | 15 | TRUE | Surface/Suspension/Continuous | FALSE |  |  | ETL DLC Premium | 85 days |  | 5 Yr | 1000 | 13.80 (Xiamen)
LED Linear Series | Wraparound Light | PVLS-WINO01-30.38.48W4FT-06Frost | BHP-STRIPW-4ft3CCT-Frost | 4ft | 30W/38W/48W | AC100-277Vac | 3.5/4/5k (Tunable) | 80 | 3900/4940/5240lm | 130lm/w | 0-10V | White/Metal/PVC | FALSE |  |  |  |  | TRUE | 10 | TRUE | 4.3 | TRUE | 15 | TRUE | Surface/Suspension/Continuous | Install Kit-V-Hook/Aircraft Cable/T-Bar bracket Option |  |  | ETL DLC Premium | 85 days |  | 5 Yr | 1000 | 13.80 (Xiamen)
LED Linear Series | Wraparound Light | PVLS-WINO01-30.38.48W4FT-06Frost | BHP-STRIPW-4ft3CCT-Frost | 4ft | 30W/38W/48W | AC100-277Vac | 3.5/4/5k (Tunable) | 80 | 3900/4940/5240lm | 130lm/w | 0-10V | White/Metal/PVC | TRUE | TRUE |  | TRUE | 1.6 | FALSE |  | FALSE |  | FALSE |  | FALSE | Surface/Suspension/Continuous | FALSE |  |  | ETL DLC Premium | 85 days |  | 5 Yr | 1000 | 13.80 (Xiamen)
LED Linear Series | Wraparound Light | PVLS-WINO01-30.38.48W4FT-06Frost | BHP-STRIPW-4ft3CCT-Frost | 4ft | 30W/38W/48W | AC100-277Vac | 3.5/4/5k (Tunable) | 80 | 3900/4940/5240lm | 130lm/w | 0-10V | White/Metal/PVC | TRUE | TRUE |  | TRUE | 1.6 | FALSE |  | FALSE |  | FALSE |  | FALSE | Surface/Suspension/Continuous | Install Kit-V-Hook/Aircraft Cable/T-Bar bracket Option |  |  | ETL DLC Premium | 85 days |  | 5 Yr | 1000 | 13.80 (Xiamen)
LED Linear Series | Wraparound Light | PVLS-WINO01-30.38.48W4FT-06Frost | BHP-STRIPW-4ft3CCT-Frost | 4ft | 30W/38W/48W | AC100-277Vac | 3.5/4/5k (Tunable) | 80 | 3900/4940/5240lm | 130lm/w | 0-10V | White/Metal/PVC | TRUE | TRUE |  | TRUE | 1.6 | TRUE | 10 | FALSE |  | FALSE |  | FALSE | Surface/Suspension/Continuous | FALSE |  |  | ETL DLC Premium | 85 days |  | 5 Yr | 1000 | 13.80 (Xiamen)
LED Linear Series | Wraparound Light | PVLS-WINO01-30.38.48W4FT-06Frost | BHP-STRIPW-4ft3CCT-Frost | 4ft | 30W/38W/48W | AC100-277Vac | 3.5/4/5k (Tunable) | 80 | 3900/4940/5240lm | 130lm/w | 0-10V | White/Metal/PVC | TRUE | TRUE |  | TRUE | 1.6 | TRUE | 10 | FALSE |  | FALSE |  | FALSE | Surface/Suspension/Continuous | Install Kit-V-Hook/Aircraft Cable/T-Bar bracket Option |  |  | ETL DLC Premium | 85 days |  | 5 Yr | 1000 | 13.80 (Xiamen)
LED Linear Series | Wraparound Light | PVLS-WINO01-30.38.48W4FT-06Frost | BHP-STRIPW-4ft3CCT-Frost | 4ft | 30W/38W/48W | AC100-277Vac | 3.5/4/5k (Tunable) | 80 | 3900/4940/5240lm | 130lm/w | 0-10V | White/Metal/PVC | TRUE | TRUE |  | TRUE | 1.6 | FALSE |  | FALSE |  | FALSE |  | TRUE | Surface/Suspension/Continuous | FALSE |  |  | ETL DLC Premium | 85 days |  | 5 Yr | 1000 | 13.80 (Xiamen)
LED Linear Series | Wraparound Light | PVLS-WINO01-30.38.48W4FT-06Frost | BHP-STRIPW-4ft3CCT-Frost | 4ft | 30W/38W/48W | AC100-277Vac | 3.5/4/5k (Tunable) | 80 | 3900/4940/5240lm | 130lm/w | 0-10V | White/Metal/PVC | TRUE | TRUE |  | TRUE | 1.6 | FALSE |  | FALSE |  | FALSE |  | TRUE | Surface/Suspension/Continuous | Install Kit-V-Hook/Aircraft Cable/T-Bar bracket Option |  |  | ETL DLC Premium | 85 days |  | 5 Yr | 1000 | 13.80 (Xiamen)
LED Linear Series | Wraparound Light | PVLS-WINO01-30.38.48W4FT-06Frost | BHP-STRIPW-4ft3CCT-Frost | 4ft | 30W/38W/48W | AC100-277Vac | 3.5/4/5k (Tunable) | 80 | 3900/4940/5240lm | 130lm/w | 0-10V | White/Metal/PVC | TRUE | TRUE |  | TRUE | 1.6 | TRUE | 10 | FALSE |  | FALSE |  | TRUE | Surface/Suspension/Continuous | FALSE |  |  | ETL DLC Premium | 85 days |  | 5 Yr | 1000 | 13.80 (Xiamen)
LED Linear Series | Wraparound Light | PVLS-WINO01-30.38.48W4FT-06Frost | BHP-STRIPW-4ft3CCT-Frost | 4ft | 30W/38W/48W | AC100-277Vac | 3.5/4/5k (Tunable) | 80 | 3900/4940/5240lm | 130lm/w | 0-10V | White/Metal/PVC | TRUE | TRUE |  | TRUE | 1.6 | TRUE | 10 | FALSE |  | FALSE |  | TRUE | Surface/Suspension/Continuous | Install Kit-V-Hook/Aircraft Cable/T-Bar bracket Option |  |  | ETL DLC Premium | 85 days |  | 5 Yr | 1000 | 13.80 (Xiamen)
LED Linear Series | Wraparound Light | PVLS-WINO01-30.38.48W4FT-06Frost | BHP-STRIPW-4ft3CCT-Frost | 4ft | 30W/38W/48W | AC100-277Vac | 3.5/4/5k (Tunable) | 80 | 3900/4940/5240lm | 130lm/w | 0-10V | White/Metal/PVC | TRUE | TRUE |  | TRUE | 1.6 | FALSE |  | FALSE |  | TRUE | 15 | FALSE | Surface/Suspension/Continuous | FALSE |  |  | ETL DLC Premium | 85 days |  | 5 Yr | 1000 | 13.80 (Xiamen)
LED Linear Series | Wraparound Light | PVLS-WINO01-30.38.48W4FT-06Frost | BHP-STRIPW-4ft3CCT-Frost | 4ft | 30W/38W/48W | AC100-277Vac | 3.5/4/5k (Tunable) | 80 | 3900/4940/5240lm | 130lm/w | 0-10V | White/Metal/PVC | TRUE | TRUE |  | TRUE | 1.6 | FALSE |  | FALSE |  | TRUE | 15 | FALSE | Surface/Suspension/Continuous | Install Kit-V-Hook/Aircraft Cable/T-Bar bracket Option |  |  | ETL DLC Premium | 85 days |  | 5 Yr | 1000 | 13.80 (Xiamen)
LED Linear Series | Wraparound Light | PVLS-WINO01-30.38.48W4FT-06Frost | BHP-STRIPW-4ft3CCT-Frost | 4ft | 30W/38W/48W | AC100-277Vac | 3.5/4/5k (Tunable) | 80 | 3900/4940/5240lm | 130lm/w | 0-10V | White/Metal/PVC | TRUE | TRUE |  | TRUE | 1.6 | TRUE | 10 | FALSE |  | TRUE | 15 | FALSE | Surface/Suspension/Continuous | FALSE |  |  | ETL DLC Premium | 85 days |  | 5 Yr | 1000 | 13.80 (Xiamen)
LED Linear Series | Wraparound Light | PVLS-WINO01-30.38.48W4FT-06Frost | BHP-STRIPW-4ft3CCT-Frost | 4ft | 30W/38W/48W | AC100-277Vac | 3.5/4/5k (Tunable) | 80 | 3900/4940/5240lm | 130lm/w | 0-10V | White/Metal/PVC | TRUE | TRUE |  | TRUE | 1.6 | TRUE | 10 | FALSE |  | TRUE | 15 | FALSE | Surface/Suspension/Continuous | Install Kit-V-Hook/Aircraft Cable/T-Bar bracket Option |  |  | ETL DLC Premium | 85 days |  | 5 Yr | 1000 | 13.80 (Xiamen)
LED Linear Series | Wraparound Light | PVLS-WINO01-30.38.48W4FT-06Frost | BHP-STRIPW-4ft3CCT-Frost | 4ft | 30W/38W/48W | AC100-277Vac | 3.5/4/5k (Tunable) | 80 | 3900/4940/5240lm | 130lm/w | 0-10V | White/Metal/PVC | TRUE | TRUE |  | TRUE | 1.6 | FALSE |  | FALSE |  | TRUE | 15 | TRUE | Surface/Suspension/Continuous | FALSE |  |  | ETL DLC Premium | 85 days |  | 5 Yr | 1000 | 13.80 (Xiamen)
LED Linear Series | Wraparound Light | PVLS-WINO01-30.38.48W4FT-06Frost | BHP-STRIPW-4ft3CCT-Frost | 4ft | 30W/38W/48W | AC100-277Vac | 3.5/4/5k (Tunable) | 80 | 3900/4940/5240lm | 130lm/w | 0-10V | White/Metal/PVC | TRUE | TRUE |  | TRUE | 1.6 | FALSE |  | FALSE |  | TRUE | 15 | TRUE | Surface/Suspension/Continuous | Install Kit-V-Hook/Aircraft Cable/T-Bar bracket Option |  |  | ETL DLC Premium | 85 days |  | 5 Yr | 1000 | 13.80 (Xiamen)
LED Linear Series | Wraparound Light | PVLS-WINO01-30.38.48W4FT-06Frost | BHP-STRIPW-4ft3CCT-Frost | 4ft | 30W/38W/48W | AC100-277Vac | 3.5/4/5k (Tunable) | 80 | 3900/4940/5240lm | 130lm/w | 0-10V | White/Metal/PVC | TRUE | TRUE |  | TRUE | 1.6 | TRUE | 10 | FALSE |  | TRUE | 15 | TRUE | Surface/Suspension/Continuous | FALSE |  |  | ETL DLC Premium | 85 days |  | 5 Yr | 1000 | 13.80 (Xiamen)
LED Linear Series | Wraparound Light | PVLS-WINO01-30.38.48W4FT-06Frost | BHP-STRIPW-4ft3CCT-Frost | 4ft | 30W/38W/48W | AC100-277Vac | 3.5/4/5k (Tunable) | 80 | 3900/4940/5240lm | 130lm/w | 0-10V | White/Metal/PVC | TRUE | TRUE |  | TRUE | 1.6 | TRUE | 10 | FALSE |  | TRUE | 15 | TRUE | Surface/Suspension/Continuous | Install Kit-V-Hook/Aircraft Cable/T-Bar bracket Option |  |  | ETL DLC Premium | 85 days |  | 5 Yr | 1000 | 13.80 (Xiamen)
LED Linear Series | Wraparound Light | PVLS-WINO01-30.38.48W4FT-06Frost | BHP-STRIPW-4ft3CCT-Frost | 4ft | 30W/38W/48W | AC100-277Vac | 3.5/4/5k (Tunable) | 80 | 3900/4940/5240lm | 130lm/w | 0-10V | White/Metal/PVC | TRUE | TRUE |  | TRUE | 1.6 | FALSE |  | FALSE |  | FALSE |  | FALSE | Surface/Suspension/Continuous | FALSE |  |  | ETL DLC Premium | 85 days |  | 5 Yr | 1000 | 13.80 (Xiamen)
LED Linear Series | Wraparound Light | PVLS-WINO01-30.38.48W4FT-06Frost | BHP-STRIPW-4ft3CCT-Frost | 4ft | 30W/38W/48W | AC100-277Vac | 3.5/4/5k (Tunable) | 80 | 3900/4940/5240lm | 130lm/w | 0-10V | White/Metal/PVC | TRUE | TRUE |  | TRUE | 1.6 | FALSE |  | FALSE |  | FALSE |  | FALSE | Surface/Suspension/Continuous | Install Kit-V-Hook/Aircraft Cable/T-Bar bracket Option |  |  | ETL DLC Premium | 85 days |  | 5 Yr | 1000 | 13.80 (Xiamen)
LED Linear Series | Wraparound Light | PVLS-WINO01-30.38.48W4FT-06Frost | BHP-STRIPW-4ft3CCT-Frost | 4ft | 30W/38W/48W | AC100-277Vac | 3.5/4/5k (Tunable) | 80 | 3900/4940/5240lm | 130lm/w | 0-10V | White/Metal/PVC | TRUE | TRUE |  | TRUE | 1.6 | TRUE | 10 | FALSE |  | FALSE |  | FALSE | Surface/Suspension/Continuous | FALSE |  |  | ETL DLC Premium | 85 days |  | 5 Yr | 1000 | 13.80 (Xiamen)
LED Linear Series | Wraparound Light | PVLS-WINO01-30.38.48W4FT-06Frost | BHP-STRIPW-4ft3CCT-Frost | 4ft | 30W/38W/48W | AC100-277Vac | 3.5/4/5k (Tunable) | 80 | 3900/4940/5240lm | 130lm/w | 0-10V | White/Metal/PVC | TRUE | TRUE |  | TRUE | 1.6 | TRUE | 10 | FALSE |  | FALSE |  | FALSE | Surface/Suspension/Continuous | Install Kit-V-Hook/Aircraft Cable/T-Bar bracket Option |  |  | ETL DLC Premium | 85 days |  | 5 Yr | 1000 | 13.80 (Xiamen)
LED Linear Series | Wraparound Light | PVLS-WINO01-30.38.48W4FT-06Frost | BHP-STRIPW-4ft3CCT-Frost | 4ft | 30W/38W/48W | AC100-277Vac | 3.5/4/5k (Tunable) | 80 | 3900/4940/5240lm | 130lm/w | 0-10V | White/Metal/PVC | TRUE | TRUE |  | TRUE | 1.6 | FALSE |  | FALSE |  | FALSE |  | TRUE | Surface/Suspension/Continuous | FALSE |  |  | ETL DLC Premium | 85 days |  | 5 Yr | 1000 | 13.80 (Xiamen)
LED Linear Series | Wraparound Light | PVLS-WINO01-30.38.48W4FT-06Frost | BHP-STRIPW-4ft3CCT-Frost | 4ft | 30W/38W/48W | AC100-277Vac | 3.5/4/5k (Tunable) | 80 | 3900/4940/5240lm | 130lm/w | 0-10V | White/Metal/PVC | TRUE | TRUE |  | TRUE | 1.6 | FALSE |  | FALSE |  | FALSE |  | TRUE | Surface/Suspension/Continuous | Install Kit-V-Hook/Aircraft Cable/T-Bar bracket Option |  |  | ETL DLC Premium | 85 days |  | 5 Yr | 1000 | 13.80 (Xiamen)
LED Linear Series | Wraparound Light | PVLS-WINO01-30.38.48W4FT-06Frost | BHP-STRIPW-4ft3CCT-Frost | 4ft | 30W/38W/48W | AC100-277Vac | 3.5/4/5k (Tunable) | 80 | 3900/4940/5240lm | 130lm/w | 0-10V | White/Metal/PVC | TRUE | TRUE |  | TRUE | 1.6 | TRUE | 10 | FALSE |  | FALSE |  | TRUE | Surface/Suspension/Continuous | FALSE |  |  | ETL DLC Premium | 85 days |  | 5 Yr | 1000 | 13.80 (Xiamen)
LED Linear Series | Wraparound Light | PVLS-WINO01-30.38.48W4FT-06Frost | BHP-STRIPW-4ft3CCT-Frost | 4ft | 30W/38W/48W | AC100-277Vac | 3.5/4/5k (Tunable) | 80 | 3900/4940/5240lm | 130lm/w | 0-10V | White/Metal/PVC | TRUE | TRUE |  | TRUE | 1.6 | TRUE | 10 | FALSE |  | FALSE |  | TRUE | Surface/Suspension/Continuous | Install Kit-V-Hook/Aircraft Cable/T-Bar bracket Option |  |  | ETL DLC Premium | 85 days |  | 5 Yr | 1000 | 13.80 (Xiamen)
LED Linear Series | Wraparound Light | PVLS-WINO01-30.38.48W4FT-06Frost | BHP-STRIPW-4ft3CCT-Frost | 4ft | 30W/38W/48W | AC100-277Vac | 3.5/4/5k (Tunable) | 80 | 3900/4940/5240lm | 130lm/w | 0-10V | White/Metal/PVC | TRUE | TRUE |  | TRUE | 1.6 | FALSE |  | FALSE |  | TRUE | 15 | FALSE | Surface/Suspension/Continuous | FALSE |  |  | ETL DLC Premium | 85 days |  | 5 Yr | 1000 | 13.80 (Xiamen)
LED Linear Series | Wraparound Light | PVLS-WINO01-30.38.48W4FT-06Frost | BHP-STRIPW-4ft3CCT-Frost | 4ft | 30W/38W/48W | AC100-277Vac | 3.5/4/5k (Tunable) | 80 | 3900/4940/5240lm | 130lm/w | 0-10V | White/Metal/PVC | TRUE | TRUE |  | TRUE | 1.6 | FALSE |  | FALSE |  | TRUE | 15 | FALSE | Surface/Suspension/Continuous | Install Kit-V-Hook/Aircraft Cable/T-Bar bracket Option |  |  | ETL DLC Premium | 85 days |  | 5 Yr | 1000 | 13.80 (Xiamen)
LED Linear Series | Wraparound Light | PVLS-WINO01-30.38.48W4FT-06Frost | BHP-STRIPW-4ft3CCT-Frost | 4ft | 30W/38W/48W | AC100-277Vac | 3.5/4/5k (Tunable) | 80 | 3900/4940/5240lm | 130lm/w | 0-10V | White/Metal/PVC | TRUE | TRUE |  | TRUE | 1.6 | TRUE | 10 | FALSE |  | TRUE | 15 | FALSE | Surface/Suspension/Continuous | FALSE |  |  | ETL DLC Premium | 85 days |  | 5 Yr | 1000 | 13.80 (Xiamen)
LED Linear Series | Wraparound Light | PVLS-WINO01-30.38.48W4FT-06Frost | BHP-STRIPW-4ft3CCT-Frost | 4ft | 30W/38W/48W | AC100-277Vac | 3.5/4/5k (Tunable) | 80 | 3900/4940/5240lm | 130lm/w | 0-10V | White/Metal/PVC | TRUE | TRUE |  | TRUE | 1.6 | TRUE | 10 | FALSE |  | TRUE | 15 | FALSE | Surface/Suspension/Continuous | Install Kit-V-Hook/Aircraft Cable/T-Bar bracket Option |  |  | ETL DLC Premium | 85 days |  | 5 Yr | 1000 | 13.80 (Xiamen)
LED Linear Series | Wraparound Light | PVLS-WINO01-30.38.48W4FT-06Frost | BHP-STRIPW-4ft3CCT-Frost | 4ft | 30W/38W/48W | AC100-277Vac | 3.5/4/5k (Tunable) | 80 | 3900/4940/5240lm | 130lm/w | 0-10V | White/Metal/PVC | TRUE | TRUE |  | TRUE | 1.6 | FALSE |  | FALSE |  | TRUE | 15 | TRUE | Surface/Suspension/Continuous | FALSE |  |  | ETL DLC Premium | 85 days |  | 5 Yr | 1000 | 13.80 (Xiamen)
LED Linear Series | Wraparound Light | PVLS-WINO01-30.38.48W4FT-06Frost | BHP-STRIPW-4ft3CCT-Frost | 4ft | 30W/38W/48W | AC100-277Vac | 3.5/4/5k (Tunable) | 80 | 3900/4940/5240lm | 130lm/w | 0-10V | White/Metal/PVC | TRUE | TRUE |  | TRUE | 1.6 | FALSE |  | FALSE |  | TRUE | 15 | TRUE | Surface/Suspension/Continuous | Install Kit-V-Hook/Aircraft Cable/T-Bar bracket Option |  |  | ETL DLC Premium | 85 days |  | 5 Yr | 1000 | 13.80 (Xiamen)
LED Linear Series | Wraparound Light | PVLS-WINO01-30.38.48W4FT-06Frost | BHP-STRIPW-4ft3CCT-Frost | 4ft | 30W/38W/48W | AC100-277Vac | 3.5/4/5k (Tunable) | 80 | 3900/4940/5240lm | 130lm/w | 0-10V | White/Metal/PVC | TRUE | TRUE |  | TRUE | 1.6 | TRUE | 10 | FALSE |  | TRUE | 15 | TRUE | Surface/Suspension/Continuous | FALSE |  |  | ETL DLC Premium | 85 days |  | 5 Yr | 1000 | 13.80 (Xiamen)
LED Linear Series | Wraparound Light | PVLS-WINO01-30.38.48W4FT-06Frost | BHP-STRIPW-4ft3CCT-Frost | 4ft | 30W/38W/48W | AC100-277Vac | 3.5/4/5k (Tunable) | 80 | 3900/4940/5240lm | 130lm/w | 0-10V | White/Metal/PVC | TRUE | TRUE |  | TRUE | 1.6 | TRUE | 10 | FALSE |  | TRUE | 15 | TRUE | Surface/Suspension/Continuous | Install Kit-V-Hook/Aircraft Cable/T-Bar bracket Option |  |  | ETL DLC Premium | 85 days |  | 5 Yr | 1000 | 13.80 (Xiamen)
LED Linear Series | Wraparound Light | PVLS-WINO01-30.38.48W4FT-06Prisma | BHP-STRIPW-4ft3CCT-Prisma | 4ft | 30W/38W/48W | AC100-277Vac | 3.5/4/5k (Tunable) | 80 | 3900/4940/5240lm | 130lm/w | 0-10V | White/Metal/PVC | FALSE |  |  |  |  | FALSE |  | FALSE |  | FALSE |  | FALSE | Surface/Suspension/Continuous | FALSE |  |  | ETL DLC Premium | 85 days |  | 5 Yr | 1000 | 14.80 (Xiamen)
LED Linear Series | Wraparound Light | PVLS-WINO01-30.38.48W4FT-06Prisma | BHP-STRIPW-4ft3CCT-Prisma | 4ft | 30W/38W/48W | AC100-277Vac | 3.5/4/5k (Tunable) | 80 | 3900/4940/5240lm | 130lm/w | 0-10V | White/Metal/PVC | FALSE |  |  |  |  | FALSE |  | FALSE |  | FALSE |  | FALSE | Surface/Suspension/Continuous | Install Kit-V-Hook/Aircraft Cable/T-Bar bracket Option |  |  | ETL DLC Premium | 85 days |  | 5 Yr | 1000 | 14.80 (Xiamen)
LED Linear Series | Wraparound Light | PVLS-WINO01-30.38.48W4FT-06Prisma | BHP-STRIPW-4ft3CCT-Prisma | 4ft | 30W/38W/48W | AC100-277Vac | 3.5/4/5k (Tunable) | 80 | 3900/4940/5240lm | 130lm/w | 0-10V | White/Metal/PVC | FALSE |  |  |  |  | TRUE | 10 | FALSE |  | FALSE |  | FALSE | Surface/Suspension/Continuous | FALSE |  |  | ETL DLC Premium | 85 days |  | 5 Yr | 1000 | 14.80 (Xiamen)
LED Linear Series | Wraparound Light | PVLS-WINO01-30.38.48W4FT-06Prisma | BHP-STRIPW-4ft3CCT-Prisma | 4ft | 30W/38W/48W | AC100-277Vac | 3.5/4/5k (Tunable) | 80 | 3900/4940/5240lm | 130lm/w | 0-10V | White/Metal/PVC | FALSE |  |  |  |  | TRUE | 10 | FALSE |  | FALSE |  | FALSE | Surface/Suspension/Continuous | Install Kit-V-Hook/Aircraft Cable/T-Bar bracket Option |  |  | ETL DLC Premium | 85 days |  | 5 Yr | 1000 | 14.80 (Xiamen)
LED Linear Series | Wraparound Light | PVLS-WINO01-30.38.48W4FT-06Prisma | BHP-STRIPW-4ft3CCT-Prisma | 4ft | 30W/38W/48W | AC100-277Vac | 3.5/4/5k (Tunable) | 80 | 3900/4940/5240lm | 130lm/w | 0-10V | White/Metal/PVC | FALSE |  |  |  |  | FALSE |  | FALSE |  | FALSE |  | TRUE | Surface/Suspension/Continuous | FALSE |  |  | ETL DLC Premium | 85 days |  | 5 Yr | 1000 | 14.80 (Xiamen)
LED Linear Series | Wraparound Light | PVLS-WINO01-30.38.48W4FT-06Prisma | BHP-STRIPW-4ft3CCT-Prisma | 4ft | 30W/38W/48W | AC100-277Vac | 3.5/4/5k (Tunable) | 80 | 3900/4940/5240lm | 130lm/w | 0-10V | White/Metal/PVC | FALSE |  |  |  |  | FALSE |  | FALSE |  | FALSE |  | TRUE | Surface/Suspension/Continuous | Install Kit-V-Hook/Aircraft Cable/T-Bar bracket Option |  |  | ETL DLC Premium | 85 days |  | 5 Yr | 1000 | 14.80 (Xiamen)
LED Linear Series | Wraparound Light | PVLS-WINO01-30.38.48W4FT-06Prisma | BHP-STRIPW-4ft3CCT-Prisma | 4ft | 30W/38W/48W | AC100-277Vac | 3.5/4/5k (Tunable) | 80 | 3900/4940/5240lm | 130lm/w | 0-10V | White/Metal/PVC | FALSE |  |  |  |  | TRUE | 10 | FALSE |  | FALSE |  | TRUE | Surface/Suspension/Continuous | FALSE |  |  | ETL DLC Premium | 85 days |  | 5 Yr | 1000 | 14.80 (Xiamen)
LED Linear Series | Wraparound Light | PVLS-WINO01-30.38.48W4FT-06Prisma | BHP-STRIPW-4ft3CCT-Prisma | 4ft | 30W/38W/48W | AC100-277Vac | 3.5/4/5k (Tunable) | 80 | 3900/4940/5240lm | 130lm/w | 0-10V | White/Metal/PVC | FALSE |  |  |  |  | TRUE | 10 | FALSE |  | FALSE |  | TRUE | Surface/Suspension/Continuous | Install Kit-V-Hook/Aircraft Cable/T-Bar bracket Option |  |  | ETL DLC Premium | 85 days |  | 5 Yr | 1000 | 14.80 (Xiamen)
LED Linear Series | Wraparound Light | PVLS-WINO01-30.38.48W4FT-06Prisma | BHP-STRIPW-4ft3CCT-Prisma | 4ft | 30W/38W/48W | AC100-277Vac | 3.5/4/5k (Tunable) | 80 | 3900/4940/5240lm | 130lm/w | 0-10V | White/Metal/PVC | FALSE |  |  |  |  | FALSE |  | FALSE |  | TRUE | 15 | FALSE | Surface/Suspension/Continuous | FALSE |  |  | ETL DLC Premium | 85 days |  | 5 Yr | 1000 | 14.80 (Xiamen)
LED Linear Series | Wraparound Light | PVLS-WINO01-30.38.48W4FT-06Prisma | BHP-STRIPW-4ft3CCT-Prisma | 4ft | 30W/38W/48W | AC100-277Vac | 3.5/4/5k (Tunable) | 80 | 3900/4940/5240lm | 130lm/w | 0-10V | White/Metal/PVC | FALSE |  |  |  |  | FALSE |  | FALSE |  | TRUE | 15 | FALSE | Surface/Suspension/Continuous | Install Kit-V-Hook/Aircraft Cable/T-Bar bracket Option |  |  | ETL DLC Premium | 85 days |  | 5 Yr | 1000 | 14.80 (Xiamen)
LED Linear Series | Wraparound Light | PVLS-WINO01-30.38.48W4FT-06Prisma | BHP-STRIPW-4ft3CCT-Prisma | 4ft | 30W/38W/48W | AC100-277Vac | 3.5/4/5k (Tunable) | 80 | 3900/4940/5240lm | 130lm/w | 0-10V | White/Metal/PVC | FALSE |  |  |  |  | TRUE | 10 | FALSE |  | TRUE | 15 | FALSE | Surface/Suspension/Continuous | FALSE |  |  | ETL DLC Premium | 85 days |  | 5 Yr | 1000 | 14.80 (Xiamen)
LED Linear Series | Wraparound Light | PVLS-WINO01-30.38.48W4FT-06Prisma | BHP-STRIPW-4ft3CCT-Prisma | 4ft | 30W/38W/48W | AC100-277Vac | 3.5/4/5k (Tunable) | 80 | 3900/4940/5240lm | 130lm/w | 0-10V | White/Metal/PVC | FALSE |  |  |  |  | TRUE | 10 | FALSE |  | TRUE | 15 | FALSE | Surface/Suspension/Continuous | Install Kit-V-Hook/Aircraft Cable/T-Bar bracket Option |  |  | ETL DLC Premium | 85 days |  | 5 Yr | 1000 | 14.80 (Xiamen)
LED Linear Series | Wraparound Light | PVLS-WINO01-30.38.48W4FT-06Prisma | BHP-STRIPW-4ft3CCT-Prisma | 4ft | 30W/38W/48W | AC100-277Vac | 3.5/4/5k (Tunable) | 80 | 3900/4940/5240lm | 130lm/w | 0-10V | White/Metal/PVC | FALSE |  |  |  |  | FALSE |  | FALSE |  | TRUE | 15 | TRUE | Surface/Suspension/Continuous | FALSE |  |  | ETL DLC Premium | 85 days |  | 5 Yr | 1000 | 14.80 (Xiamen)
LED Linear Series | Wraparound Light | PVLS-WINO01-30.38.48W4FT-06Prisma | BHP-STRIPW-4ft3CCT-Prisma | 4ft | 30W/38W/48W | AC100-277Vac | 3.5/4/5k (Tunable) | 80 | 3900/4940/5240lm | 130lm/w | 0-10V | White/Metal/PVC | FALSE |  |  |  |  | FALSE |  | FALSE |  | TRUE | 15 | TRUE | Surface/Suspension/Continuous | Install Kit-V-Hook/Aircraft Cable/T-Bar bracket Option |  |  | ETL DLC Premium | 85 days |  | 5 Yr | 1000 | 14.80 (Xiamen)
LED Linear Series | Wraparound Light | PVLS-WINO01-30.38.48W4FT-06Prisma | BHP-STRIPW-4ft3CCT-Prisma | 4ft | 30W/38W/48W | AC100-277Vac | 3.5/4/5k (Tunable) | 80 | 3900/4940/5240lm | 130lm/w | 0-10V | White/Metal/PVC | FALSE |  |  |  |  | TRUE | 10 | FALSE |  | TRUE | 15 | TRUE | Surface/Suspension/Continuous | FALSE |  |  | ETL DLC Premium | 85 days |  | 5 Yr | 1000 | 14.80 (Xiamen)
LED Linear Series | Wraparound Light | PVLS-WINO01-30.38.48W4FT-06Prisma | BHP-STRIPW-4ft3CCT-Prisma | 4ft | 30W/38W/48W | AC100-277Vac | 3.5/4/5k (Tunable) | 80 | 3900/4940/5240lm | 130lm/w | 0-10V | White/Metal/PVC | FALSE |  |  |  |  | TRUE | 10 | FALSE |  | TRUE | 15 | TRUE | Surface/Suspension/Continuous | Install Kit-V-Hook/Aircraft Cable/T-Bar bracket Option |  |  | ETL DLC Premium | 85 days |  | 5 Yr | 1000 | 14.80 (Xiamen)
LED Linear Series | Wraparound Light | PVLS-WINO01-30.38.48W4FT-06Prisma | BHP-STRIPW-4ft3CCT-Prisma | 4ft | 30W/38W/48W | AC100-277Vac | 3.5/4/5k (Tunable) | 80 | 3900/4940/5240lm | 130lm/w | 0-10V | White/Metal/PVC | FALSE |  |  |  |  | FALSE |  | TRUE | 4.3 | FALSE |  | FALSE | Surface/Suspension/Continuous | FALSE |  |  | ETL DLC Premium | 85 days |  | 5 Yr | 1000 | 14.80 (Xiamen)
LED Linear Series | Wraparound Light | PVLS-WINO01-30.38.48W4FT-06Prisma | BHP-STRIPW-4ft3CCT-Prisma | 4ft | 30W/38W/48W | AC100-277Vac | 3.5/4/5k (Tunable) | 80 | 3900/4940/5240lm | 130lm/w | 0-10V | White/Metal/PVC | FALSE |  |  |  |  | FALSE |  | TRUE | 4.3 | FALSE |  | FALSE | Surface/Suspension/Continuous | Install Kit-V-Hook/Aircraft Cable/T-Bar bracket Option |  |  | ETL DLC Premium | 85 days |  | 5 Yr | 1000 | 14.80 (Xiamen)
LED Linear Series | Wraparound Light | PVLS-WINO01-30.38.48W4FT-06Prisma | BHP-STRIPW-4ft3CCT-Prisma | 4ft | 30W/38W/48W | AC100-277Vac | 3.5/4/5k (Tunable) | 80 | 3900/4940/5240lm | 130lm/w | 0-10V | White/Metal/PVC | FALSE |  |  |  |  | TRUE | 10 | TRUE | 4.3 | FALSE |  | FALSE | Surface/Suspension/Continuous | FALSE |  |  | ETL DLC Premium | 85 days |  | 5 Yr | 1000 | 14.80 (Xiamen)
LED Linear Series | Wraparound Light | PVLS-WINO01-30.38.48W4FT-06Prisma | BHP-STRIPW-4ft3CCT-Prisma | 4ft | 30W/38W/48W | AC100-277Vac | 3.5/4/5k (Tunable) | 80 | 3900/4940/5240lm | 130lm/w | 0-10V | White/Metal/PVC | FALSE |  |  |  |  | TRUE | 10 | TRUE | 4.3 | FALSE |  | FALSE | Surface/Suspension/Continuous | Install Kit-V-Hook/Aircraft Cable/T-Bar bracket Option |  |  | ETL DLC Premium | 85 days |  | 5 Yr | 1000 | 14.80 (Xiamen)
LED Linear Series | Wraparound Light | PVLS-WINO01-30.38.48W4FT-06Prisma | BHP-STRIPW-4ft3CCT-Prisma | 4ft | 30W/38W/48W | AC100-277Vac | 3.5/4/5k (Tunable) | 80 | 3900/4940/5240lm | 130lm/w | 0-10V | White/Metal/PVC | FALSE |  |  |  |  | FALSE |  | TRUE | 4.3 | FALSE |  | TRUE | Surface/Suspension/Continuous | FALSE |  |  | ETL DLC Premium | 85 days |  | 5 Yr | 1000 | 14.80 (Xiamen)
LED Linear Series | Wraparound Light | PVLS-WINO01-30.38.48W4FT-06Prisma | BHP-STRIPW-4ft3CCT-Prisma | 4ft | 30W/38W/48W | AC100-277Vac | 3.5/4/5k (Tunable) | 80 | 3900/4940/5240lm | 130lm/w | 0-10V | White/Metal/PVC | FALSE |  |  |  |  | FALSE |  | TRUE | 4.3 | FALSE |  | TRUE | Surface/Suspension/Continuous | Install Kit-V-Hook/Aircraft Cable/T-Bar bracket Option |  |  | ETL DLC Premium | 85 days |  | 5 Yr | 1000 | 14.80 (Xiamen)
LED Linear Series | Wraparound Light | PVLS-WINO01-30.38.48W4FT-06Prisma | BHP-STRIPW-4ft3CCT-Prisma | 4ft | 30W/38W/48W | AC100-277Vac | 3.5/4/5k (Tunable) | 80 | 3900/4940/5240lm | 130lm/w | 0-10V | White/Metal/PVC | FALSE |  |  |  |  | TRUE | 10 | TRUE | 4.3 | FALSE |  | TRUE | Surface/Suspension/Continuous | FALSE |  |  | ETL DLC Premium | 85 days |  | 5 Yr | 1000 | 14.80 (Xiamen)
LED Linear Series | Wraparound Light | PVLS-WINO01-30.38.48W4FT-06Prisma | BHP-STRIPW-4ft3CCT-Prisma | 4ft | 30W/38W/48W | AC100-277Vac | 3.5/4/5k (Tunable) | 80 | 3900/4940/5240lm | 130lm/w | 0-10V | White/Metal/PVC | FALSE |  |  |  |  | TRUE | 10 | TRUE | 4.3 | FALSE |  | TRUE | Surface/Suspension/Continuous | Install Kit-V-Hook/Aircraft Cable/T-Bar bracket Option |  |  | ETL DLC Premium | 85 days |  | 5 Yr | 1000 | 14.80 (Xiamen)
LED Linear Series | Wraparound Light | PVLS-WINO01-30.38.48W4FT-06Prisma | BHP-STRIPW-4ft3CCT-Prisma | 4ft | 30W/38W/48W | AC100-277Vac | 3.5/4/5k (Tunable) | 80 | 3900/4940/5240lm | 130lm/w | 0-10V | White/Metal/PVC | FALSE |  |  |  |  | FALSE |  | TRUE | 4.3 | TRUE | 15 | FALSE | Surface/Suspension/Continuous | FALSE |  |  | ETL DLC Premium | 85 days |  | 5 Yr | 1000 | 14.80 (Xiamen)
LED Linear Series | Wraparound Light | PVLS-WINO01-30.38.48W4FT-06Prisma | BHP-STRIPW-4ft3CCT-Prisma | 4ft | 30W/38W/48W | AC100-277Vac | 3.5/4/5k (Tunable) | 80 | 3900/4940/5240lm | 130lm/w | 0-10V | White/Metal/PVC | FALSE |  |  |  |  | FALSE |  | TRUE | 4.3 | TRUE | 15 | FALSE | Surface/Suspension/Continuous | Install Kit-V-Hook/Aircraft Cable/T-Bar bracket Option |  |  | ETL DLC Premium | 85 days |  | 5 Yr | 1000 | 14.80 (Xiamen)
LED Linear Series | Wraparound Light | PVLS-WINO01-30.38.48W4FT-06Prisma | BHP-STRIPW-4ft3CCT-Prisma | 4ft | 30W/38W/48W | AC100-277Vac | 3.5/4/5k (Tunable) | 80 | 3900/4940/5240lm | 130lm/w | 0-10V | White/Metal/PVC | FALSE |  |  |  |  | TRUE | 10 | TRUE | 4.3 | TRUE | 15 | FALSE | Surface/Suspension/Continuous | FALSE |  |  | ETL DLC Premium | 85 days |  | 5 Yr | 1000 | 14.80 (Xiamen)
LED Linear Series | Wraparound Light | PVLS-WINO01-30.38.48W4FT-06Prisma | BHP-STRIPW-4ft3CCT-Prisma | 4ft | 30W/38W/48W | AC100-277Vac | 3.5/4/5k (Tunable) | 80 | 3900/4940/5240lm | 130lm/w | 0-10V | White/Metal/PVC | FALSE |  |  |  |  | TRUE | 10 | TRUE | 4.3 | TRUE | 15 | FALSE | Surface/Suspension/Continuous | Install Kit-V-Hook/Aircraft Cable/T-Bar bracket Option |  |  | ETL DLC Premium | 85 days |  | 5 Yr | 1000 | 14.80 (Xiamen)
LED Linear Series | Wraparound Light | PVLS-WINO01-30.38.48W4FT-06Prisma | BHP-STRIPW-4ft3CCT-Prisma | 4ft | 30W/38W/48W | AC100-277Vac | 3.5/4/5k (Tunable) | 80 | 3900/4940/5240lm | 130lm/w | 0-10V | White/Metal/PVC | FALSE |  |  |  |  | FALSE |  | TRUE | 4.3 | TRUE | 15 | TRUE | Surface/Suspension/Continuous | FALSE |  |  | ETL DLC Premium | 85 days |  | 5 Yr | 1000 | 14.80 (Xiamen)
LED Linear Series | Wraparound Light | PVLS-WINO01-30.38.48W4FT-06Prisma | BHP-STRIPW-4ft3CCT-Prisma | 4ft | 30W/38W/48W | AC100-277Vac | 3.5/4/5k (Tunable) | 80 | 3900/4940/5240lm | 130lm/w | 0-10V | White/Metal/PVC | FALSE |  |  |  |  | FALSE |  | TRUE | 4.3 | TRUE | 15 | TRUE | Surface/Suspension/Continuous | Install Kit-V-Hook/Aircraft Cable/T-Bar bracket Option |  |  | ETL DLC Premium | 85 days |  | 5 Yr | 1000 | 14.80 (Xiamen)
LED Linear Series | Wraparound Light | PVLS-WINO01-30.38.48W4FT-06Prisma | BHP-STRIPW-4ft3CCT-Prisma | 4ft | 30W/38W/48W | AC100-277Vac | 3.5/4/5k (Tunable) | 80 | 3900/4940/5240lm | 130lm/w | 0-10V | White/Metal/PVC | FALSE |  |  |  |  | TRUE | 10 | TRUE | 4.3 | TRUE | 15 | TRUE | Surface/Suspension/Continuous | FALSE |  |  | ETL DLC Premium | 85 days |  | 5 Yr | 1000 | 14.80 (Xiamen)
LED Linear Series | Wraparound Light | PVLS-WINO01-30.38.48W4FT-06Prisma | BHP-STRIPW-4ft3CCT-Prisma | 4ft | 30W/38W/48W | AC100-277Vac | 3.5/4/5k (Tunable) | 80 | 3900/4940/5240lm | 130lm/w | 0-10V | White/Metal/PVC | FALSE |  |  |  |  | TRUE | 10 | TRUE | 4.3 | TRUE | 15 | TRUE | Surface/Suspension/Continuous | Install Kit-V-Hook/Aircraft Cable/T-Bar bracket Option |  |  | ETL DLC Premium | 85 days |  | 5 Yr | 1000 | 14.80 (Xiamen)
LED Linear Series | Wraparound Light | PVLS-WINO01-30.38.48W4FT-06Prisma | BHP-STRIPW-4ft3CCT-Prisma | 4ft | 30W/38W/48W | AC100-277Vac | 3.5/4/5k (Tunable) | 80 | 3900/4940/5240lm | 130lm/w | 0-10V | White/Metal/PVC | TRUE | TRUE |  | TRUE | 1.6 | FALSE |  | FALSE |  | FALSE |  | FALSE | Surface/Suspension/Continuous | FALSE |  |  | ETL DLC Premium | 85 days |  | 5 Yr | 1000 | 14.80 (Xiamen)
LED Linear Series | Wraparound Light | PVLS-WINO01-30.38.48W4FT-06Prisma | BHP-STRIPW-4ft3CCT-Prisma | 4ft | 30W/38W/48W | AC100-277Vac | 3.5/4/5k (Tunable) | 80 | 3900/4940/5240lm | 130lm/w | 0-10V | White/Metal/PVC | TRUE | TRUE |  | TRUE | 1.6 | FALSE |  | FALSE |  | FALSE |  | FALSE | Surface/Suspension/Continuous | Install Kit-V-Hook/Aircraft Cable/T-Bar bracket Option |  |  | ETL DLC Premium | 85 days |  | 5 Yr | 1000 | 14.80 (Xiamen)
LED Linear Series | Wraparound Light | PVLS-WINO01-30.38.48W4FT-06Prisma | BHP-STRIPW-4ft3CCT-Prisma | 4ft | 30W/38W/48W | AC100-277Vac | 3.5/4/5k (Tunable) | 80 | 3900/4940/5240lm | 130lm/w | 0-10V | White/Metal/PVC | TRUE | TRUE |  | TRUE | 1.6 | TRUE | 10 | FALSE |  | FALSE |  | FALSE | Surface/Suspension/Continuous | FALSE |  |  | ETL DLC Premium | 85 days |  | 5 Yr | 1000 | 14.80 (Xiamen)
LED Linear Series | Wraparound Light | PVLS-WINO01-30.38.48W4FT-06Prisma | BHP-STRIPW-4ft3CCT-Prisma | 4ft | 30W/38W/48W | AC100-277Vac | 3.5/4/5k (Tunable) | 80 | 3900/4940/5240lm | 130lm/w | 0-10V | White/Metal/PVC | TRUE | TRUE |  | TRUE | 1.6 | TRUE | 10 | FALSE |  | FALSE |  | FALSE | Surface/Suspension/Continuous | Install Kit-V-Hook/Aircraft Cable/T-Bar bracket Option |  |  | ETL DLC Premium | 85 days |  | 5 Yr | 1000 | 14.80 (Xiamen)
LED Linear Series | Wraparound Light | PVLS-WINO01-30.38.48W4FT-06Prisma | BHP-STRIPW-4ft3CCT-Prisma | 4ft | 30W/38W/48W | AC100-277Vac | 3.5/4/5k (Tunable) | 80 | 3900/4940/5240lm | 130lm/w | 0-10V | White/Metal/PVC | TRUE | TRUE |  | TRUE | 1.6 | FALSE |  | FALSE |  | FALSE |  | TRUE | Surface/Suspension/Continuous | FALSE |  |  | ETL DLC Premium | 85 days |  | 5 Yr | 1000 | 14.80 (Xiamen)
LED Linear Series | Wraparound Light | PVLS-WINO01-30.38.48W4FT-06Prisma | BHP-STRIPW-4ft3CCT-Prisma | 4ft | 30W/38W/48W | AC100-277Vac | 3.5/4/5k (Tunable) | 80 | 3900/4940/5240lm | 130lm/w | 0-10V | White/Metal/PVC | TRUE | TRUE |  | TRUE | 1.6 | FALSE |  | FALSE |  | FALSE |  | TRUE | Surface/Suspension/Continuous | Install Kit-V-Hook/Aircraft Cable/T-Bar bracket Option |  |  | ETL DLC Premium | 85 days |  | 5 Yr | 1000 | 14.80 (Xiamen)
LED Linear Series | Wraparound Light | PVLS-WINO01-30.38.48W4FT-06Prisma | BHP-STRIPW-4ft3CCT-Prisma | 4ft | 30W/38W/48W | AC100-277Vac | 3.5/4/5k (Tunable) | 80 | 3900/4940/5240lm | 130lm/w | 0-10V | White/Metal/PVC | TRUE | TRUE |  | TRUE | 1.6 | TRUE | 10 | FALSE |  | FALSE |  | TRUE | Surface/Suspension/Continuous | FALSE |  |  | ETL DLC Premium | 85 days |  | 5 Yr | 1000 | 14.80 (Xiamen)
LED Linear Series | Wraparound Light | PVLS-WINO01-30.38.48W4FT-06Prisma | BHP-STRIPW-4ft3CCT-Prisma | 4ft | 30W/38W/48W | AC100-277Vac | 3.5/4/5k (Tunable) | 80 | 3900/4940/5240lm | 130lm/w | 0-10V | White/Metal/PVC | TRUE | TRUE |  | TRUE | 1.6 | TRUE | 10 | FALSE |  | FALSE |  | TRUE | Surface/Suspension/Continuous | Install Kit-V-Hook/Aircraft Cable/T-Bar bracket Option |  |  | ETL DLC Premium | 85 days |  | 5 Yr | 1000 | 14.80 (Xiamen)
LED Linear Series | Wraparound Light | PVLS-WINO01-30.38.48W4FT-06Prisma | BHP-STRIPW-4ft3CCT-Prisma | 4ft | 30W/38W/48W | AC100-277Vac | 3.5/4/5k (Tunable) | 80 | 3900/4940/5240lm | 130lm/w | 0-10V | White/Metal/PVC | TRUE | TRUE |  | TRUE | 1.6 | FALSE |  | FALSE |  | TRUE | 15 | FALSE | Surface/Suspension/Continuous | FALSE |  |  | ETL DLC Premium | 85 days |  | 5 Yr | 1000 | 14.80 (Xiamen)
LED Linear Series | Wraparound Light | PVLS-WINO01-30.38.48W4FT-06Prisma | BHP-STRIPW-4ft3CCT-Prisma | 4ft | 30W/38W/48W | AC100-277Vac | 3.5/4/5k (Tunable) | 80 | 3900/4940/5240lm | 130lm/w | 0-10V | White/Metal/PVC | TRUE | TRUE |  | TRUE | 1.6 | FALSE |  | FALSE |  | TRUE | 15 | FALSE | Surface/Suspension/Continuous | Install Kit-V-Hook/Aircraft Cable/T-Bar bracket Option |  |  | ETL DLC Premium | 85 days |  | 5 Yr | 1000 | 14.80 (Xiamen)
LED Linear Series | Wraparound Light | PVLS-WINO01-30.38.48W4FT-06Prisma | BHP-STRIPW-4ft3CCT-Prisma | 4ft | 30W/38W/48W | AC100-277Vac | 3.5/4/5k (Tunable) | 80 | 3900/4940/5240lm | 130lm/w | 0-10V | White/Metal/PVC | TRUE | TRUE |  | TRUE | 1.6 | TRUE | 10 | FALSE |  | TRUE | 15 | FALSE | Surface/Suspension/Continuous | FALSE |  |  | ETL DLC Premium | 85 days |  | 5 Yr | 1000 | 14.80 (Xiamen)
LED Linear Series | Wraparound Light | PVLS-WINO01-30.38.48W4FT-06Prisma | BHP-STRIPW-4ft3CCT-Prisma | 4ft | 30W/38W/48W | AC100-277Vac | 3.5/4/5k (Tunable) | 80 | 3900/4940/5240lm | 130lm/w | 0-10V | White/Metal/PVC | TRUE | TRUE |  | TRUE | 1.6 | TRUE | 10 | FALSE |  | TRUE | 15 | FALSE | Surface/Suspension/Continuous | Install Kit-V-Hook/Aircraft Cable/T-Bar bracket Option |  |  | ETL DLC Premium | 85 days |  | 5 Yr | 1000 | 14.80 (Xiamen)
LED Linear Series | Wraparound Light | PVLS-WINO01-30.38.48W4FT-06Prisma | BHP-STRIPW-4ft3CCT-Prisma | 4ft | 30W/38W/48W | AC100-277Vac | 3.5/4/5k (Tunable) | 80 | 3900/4940/5240lm | 130lm/w | 0-10V | White/Metal/PVC | TRUE | TRUE |  | TRUE | 1.6 | FALSE |  | FALSE |  | TRUE | 15 | TRUE | Surface/Suspension/Continuous | FALSE |  |  | ETL DLC Premium | 85 days |  | 5 Yr | 1000 | 14.80 (Xiamen)
LED Linear Series | Wraparound Light | PVLS-WINO01-30.38.48W4FT-06Prisma | BHP-STRIPW-4ft3CCT-Prisma | 4ft | 30W/38W/48W | AC100-277Vac | 3.5/4/5k (Tunable) | 80 | 3900/4940/5240lm | 130lm/w | 0-10V | White/Metal/PVC | TRUE | TRUE |  | TRUE | 1.6 | FALSE |  | FALSE |  | TRUE | 15 | TRUE | Surface/Suspension/Continuous | Install Kit-V-Hook/Aircraft Cable/T-Bar bracket Option |  |  | ETL DLC Premium | 85 days |  | 5 Yr | 1000 | 14.80 (Xiamen)
LED Linear Series | Wraparound Light | PVLS-WINO01-30.38.48W4FT-06Prisma | BHP-STRIPW-4ft3CCT-Prisma | 4ft | 30W/38W/48W | AC100-277Vac | 3.5/4/5k (Tunable) | 80 | 3900/4940/5240lm | 130lm/w | 0-10V | White/Metal/PVC | TRUE | TRUE |  | TRUE | 1.6 | TRUE | 10 | FALSE |  | TRUE | 15 | TRUE | Surface/Suspension/Continuous | FALSE |  |  | ETL DLC Premium | 85 days |  | 5 Yr | 1000 | 14.80 (Xiamen)
LED Linear Series | Wraparound Light | PVLS-WINO01-30.38.48W4FT-06Prisma | BHP-STRIPW-4ft3CCT-Prisma | 4ft | 30W/38W/48W | AC100-277Vac | 3.5/4/5k (Tunable) | 80 | 3900/4940/5240lm | 130lm/w | 0-10V | White/Metal/PVC | TRUE | TRUE |  | TRUE | 1.6 | TRUE | 10 | FALSE |  | TRUE | 15 | TRUE | Surface/Suspension/Continuous | Install Kit-V-Hook/Aircraft Cable/T-Bar bracket Option |  |  | ETL DLC Premium | 85 days |  | 5 Yr | 1000 | 14.80 (Xiamen)
LED Linear Series | Wraparound Light | PVLS-WINO01-30.38.48W4FT-06Prisma | BHP-STRIPW-4ft3CCT-Prisma | 4ft | 30W/38W/48W | AC100-277Vac | 3.5/4/5k (Tunable) | 80 | 3900/4940/5240lm | 130lm/w | 0-10V | White/Metal/PVC | TRUE | TRUE |  | TRUE | 1.6 | FALSE |  | FALSE |  | FALSE |  | FALSE | Surface/Suspension/Continuous | FALSE |  |  | ETL DLC Premium | 85 days |  | 5 Yr | 1000 | 14.80 (Xiamen)
LED Linear Series | Wraparound Light | PVLS-WINO01-30.38.48W4FT-06Prisma | BHP-STRIPW-4ft3CCT-Prisma | 4ft | 30W/38W/48W | AC100-277Vac | 3.5/4/5k (Tunable) | 80 | 3900/4940/5240lm | 130lm/w | 0-10V | White/Metal/PVC | TRUE | TRUE |  | TRUE | 1.6 | FALSE |  | FALSE |  | FALSE |  | FALSE | Surface/Suspension/Continuous | Install Kit-V-Hook/Aircraft Cable/T-Bar bracket Option |  |  | ETL DLC Premium | 85 days |  | 5 Yr | 1000 | 14.80 (Xiamen)
LED Linear Series | Wraparound Light | PVLS-WINO01-30.38.48W4FT-06Prisma | BHP-STRIPW-4ft3CCT-Prisma | 4ft | 30W/38W/48W | AC100-277Vac | 3.5/4/5k (Tunable) | 80 | 3900/4940/5240lm | 130lm/w | 0-10V | White/Metal/PVC | TRUE | TRUE |  | TRUE | 1.6 | TRUE | 10 | FALSE |  | FALSE |  | FALSE | Surface/Suspension/Continuous | FALSE |  |  | ETL DLC Premium | 85 days |  | 5 Yr | 1000 | 14.80 (Xiamen)
LED Linear Series | Wraparound Light | PVLS-WINO01-30.38.48W4FT-06Prisma | BHP-STRIPW-4ft3CCT-Prisma | 4ft | 30W/38W/48W | AC100-277Vac | 3.5/4/5k (Tunable) | 80 | 3900/4940/5240lm | 130lm/w | 0-10V | White/Metal/PVC | TRUE | TRUE |  | TRUE | 1.6 | TRUE | 10 | FALSE |  | FALSE |  | FALSE | Surface/Suspension/Continuous | Install Kit-V-Hook/Aircraft Cable/T-Bar bracket Option |  |  | ETL DLC Premium | 85 days |  | 5 Yr | 1000 | 14.80 (Xiamen)
LED Linear Series | Wraparound Light | PVLS-WINO01-30.38.48W4FT-06Prisma | BHP-STRIPW-4ft3CCT-Prisma | 4ft | 30W/38W/48W | AC100-277Vac | 3.5/4/5k (Tunable) | 80 | 3900/4940/5240lm | 130lm/w | 0-10V | White/Metal/PVC | TRUE | TRUE |  | TRUE | 1.6 | FALSE |  | FALSE |  | FALSE |  | TRUE | Surface/Suspension/Continuous | FALSE |  |  | ETL DLC Premium | 85 days |  | 5 Yr | 1000 | 14.80 (Xiamen)
LED Linear Series | Wraparound Light | PVLS-WINO01-30.38.48W4FT-06Prisma | BHP-STRIPW-4ft3CCT-Prisma | 4ft | 30W/38W/48W | AC100-277Vac | 3.5/4/5k (Tunable) | 80 | 3900/4940/5240lm | 130lm/w | 0-10V | White/Metal/PVC | TRUE | TRUE |  | TRUE | 1.6 | FALSE |  | FALSE |  | FALSE |  | TRUE | Surface/Suspension/Continuous | Install Kit-V-Hook/Aircraft Cable/T-Bar bracket Option |  |  | ETL DLC Premium | 85 days |  | 5 Yr | 1000 | 14.80 (Xiamen)
LED Linear Series | Wraparound Light | PVLS-WINO01-30.38.48W4FT-06Prisma | BHP-STRIPW-4ft3CCT-Prisma | 4ft | 30W/38W/48W | AC100-277Vac | 3.5/4/5k (Tunable) | 80 | 3900/4940/5240lm | 130lm/w | 0-10V | White/Metal/PVC | TRUE | TRUE |  | TRUE | 1.6 | TRUE | 10 | FALSE |  | FALSE |  | TRUE | Surface/Suspension/Continuous | FALSE |  |  | ETL DLC Premium | 85 days |  | 5 Yr | 1000 | 14.80 (Xiamen)
LED Linear Series | Wraparound Light | PVLS-WINO01-30.38.48W4FT-06Prisma | BHP-STRIPW-4ft3CCT-Prisma | 4ft | 30W/38W/48W | AC100-277Vac | 3.5/4/5k (Tunable) | 80 | 3900/4940/5240lm | 130lm/w | 0-10V | White/Metal/PVC | TRUE | TRUE |  | TRUE | 1.6 | TRUE | 10 | FALSE |  | FALSE |  | TRUE | Surface/Suspension/Continuous | Install Kit-V-Hook/Aircraft Cable/T-Bar bracket Option |  |  | ETL DLC Premium | 85 days |  | 5 Yr | 1000 | 14.80 (Xiamen)
LED Linear Series | Wraparound Light | PVLS-WINO01-30.38.48W4FT-06Prisma | BHP-STRIPW-4ft3CCT-Prisma | 4ft | 30W/38W/48W | AC100-277Vac | 3.5/4/5k (Tunable) | 80 | 3900/4940/5240lm | 130lm/w | 0-10V | White/Metal/PVC | TRUE | TRUE |  | TRUE | 1.6 | FALSE |  | FALSE |  | TRUE | 15 | FALSE | Surface/Suspension/Continuous | FALSE |  |  | ETL DLC Premium | 85 days |  | 5 Yr | 1000 | 14.80 (Xiamen)
LED Linear Series | Wraparound Light | PVLS-WINO01-30.38.48W4FT-06Prisma | BHP-STRIPW-4ft3CCT-Prisma | 4ft | 30W/38W/48W | AC100-277Vac | 3.5/4/5k (Tunable) | 80 | 3900/4940/5240lm | 130lm/w | 0-10V | White/Metal/PVC | TRUE | TRUE |  | TRUE | 1.6 | FALSE |  | FALSE |  | TRUE | 15 | FALSE | Surface/Suspension/Continuous | Install Kit-V-Hook/Aircraft Cable/T-Bar bracket Option |  |  | ETL DLC Premium | 85 days |  | 5 Yr | 1000 | 14.80 (Xiamen)
LED Linear Series | Wraparound Light | PVLS-WINO01-30.38.48W4FT-06Prisma | BHP-STRIPW-4ft3CCT-Prisma | 4ft | 30W/38W/48W | AC100-277Vac | 3.5/4/5k (Tunable) | 80 | 3900/4940/5240lm | 130lm/w | 0-10V | White/Metal/PVC | TRUE | TRUE |  | TRUE | 1.6 | TRUE | 10 | FALSE |  | TRUE | 15 | FALSE | Surface/Suspension/Continuous | FALSE |  |  | ETL DLC Premium | 85 days |  | 5 Yr | 1000 | 14.80 (Xiamen)
LED Linear Series | Wraparound Light | PVLS-WINO01-30.38.48W4FT-06Prisma | BHP-STRIPW-4ft3CCT-Prisma | 4ft | 30W/38W/48W | AC100-277Vac | 3.5/4/5k (Tunable) | 80 | 3900/4940/5240lm | 130lm/w | 0-10V | White/Metal/PVC | TRUE | TRUE |  | TRUE | 1.6 | TRUE | 10 | FALSE |  | TRUE | 15 | FALSE | Surface/Suspension/Continuous | Install Kit-V-Hook/Aircraft Cable/T-Bar bracket Option |  |  | ETL DLC Premium | 85 days |  | 5 Yr | 1000 | 14.80 (Xiamen)
LED Linear Series | Wraparound Light | PVLS-WINO01-30.38.48W4FT-06Prisma | BHP-STRIPW-4ft3CCT-Prisma | 4ft | 30W/38W/48W | AC100-277Vac | 3.5/4/5k (Tunable) | 80 | 3900/4940/5240lm | 130lm/w | 0-10V | White/Metal/PVC | TRUE | TRUE |  | TRUE | 1.6 | FALSE |  | FALSE |  | TRUE | 15 | TRUE | Surface/Suspension/Continuous | FALSE |  |  | ETL DLC Premium | 85 days |  | 5 Yr | 1000 | 14.80 (Xiamen)
LED Linear Series | Wraparound Light | PVLS-WINO01-30.38.48W4FT-06Prisma | BHP-STRIPW-4ft3CCT-Prisma | 4ft | 30W/38W/48W | AC100-277Vac | 3.5/4/5k (Tunable) | 80 | 3900/4940/5240lm | 130lm/w | 0-10V | White/Metal/PVC | TRUE | TRUE |  | TRUE | 1.6 | FALSE |  | FALSE |  | TRUE | 15 | TRUE | Surface/Suspension/Continuous | Install Kit-V-Hook/Aircraft Cable/T-Bar bracket Option |  |  | ETL DLC Premium | 85 days |  | 5 Yr | 1000 | 14.80 (Xiamen)
LED Linear Series | Wraparound Light | PVLS-WINO01-30.38.48W4FT-06Prisma | BHP-STRIPW-4ft3CCT-Prisma | 4ft | 30W/38W/48W | AC100-277Vac | 3.5/4/5k (Tunable) | 80 | 3900/4940/5240lm | 130lm/w | 0-10V | White/Metal/PVC | TRUE | TRUE |  | TRUE | 1.6 | TRUE | 10 | FALSE |  | TRUE | 15 | TRUE | Surface/Suspension/Continuous | FALSE |  |  | ETL DLC Premium | 85 days |  | 5 Yr | 1000 | 14.80 (Xiamen)
LED Linear Series | Wraparound Light | PVLS-WINO01-30.38.48W4FT-06Prisma | BHP-STRIPW-4ft3CCT-Prisma | 4ft | 30W/38W/48W | AC100-277Vac | 3.5/4/5k (Tunable) | 80 | 3900/4940/5240lm | 130lm/w | 0-10V | White/Metal/PVC | TRUE | TRUE |  | TRUE | 1.6 | TRUE | 10 | FALSE |  | TRUE | 15 | TRUE | Surface/Suspension/Continuous | Install Kit-V-Hook/Aircraft Cable/T-Bar bracket Option |  |  | ETL DLC Premium | 85 days |  | 5 Yr | 1000 | 14.80 (Xiamen)
LED Panel and Troffer Series | Flat Panel Back Lit | PVPL-M2705-40W22-02 | BHP-FLATP-2x2ft3CCT | 2x2 ft | 26/32/40W | AC120-277Vac | 3-6.5k, Tunable | 80 | 3250/4000/5000 | 125lm/w | Triac | White/Metal/PVC |  |  |  | TRUE | 4.3 |  | 10 |  | 4.20,0 |  | 13.00,0 |  | Surface/Suspension/Continuous |  | 1.20,0 |  | ETL DLC FCC ES T24 CP65 |  | https://drive.google.com/file/d/1G3JDW1Bc7NxUcUeueJUmA8YFX46C8e_y/view?usp=drive_link | 5 Yr | 2880 |  | $12.80 (Vietnam) |  | https://drive.google.com/file/d/1ABHIKVi7DNUKorXy5GLuOSF7mgYLMnxS/view?usp=drive_link
LED Panel and Troffer Series | Flat Panel Back Lit | PVPL-M2705-40W14-02 | BHP-FLATP-1x4ft3CCT | 1x4 ft | 26/32/40W | AC120-277Vac | 3-6.5k, Tunable | 80 | 3250/4000/5000 | 125lm/w | Triac | White/Metal/PVC |  |  |  | TRUE | 4.3 |  | 10 |  | 4.20,0 |  | 15.00,0 |  | Surface/Suspension/Continuous |  | 1.40,0 |  | ETL DLC FCC ES T24 CP65 |  | https://drive.google.com/file/d/1G3JDW1Bc7NxUcUeueJUmA8YFX46C8e_y/view?usp=drive_link | 5 Yr | 3360 |  | $13.80 (Vietnam) |  | https://drive.google.com/file/d/1ABHIKVi7DNUKorXy5GLuOSF7mgYLMnxS/view?usp=drive_link
LED Panel and Troffer Series | Flat Panel Back Lit | PVPL-M2705-50W24-02 | BHP-FLATP-2x4ft3CCT | 2x4 ft | 32/40/50W | AC120-277Vac | 3-6.5k, Tunable | 80 | 4000/5000/6250 | 125lm/w | Triac | White/Metal/PVC |  |  |  | TRUE | 4.3 |  | 10 |  | 4.20,0 |  | 17.00,0 |  | Surface/Suspension/Continuous |  | 1.40,0 |  | ETL DLC FCC ES T24 CP65 |  | https://drive.google.com/file/d/1G3JDW1Bc7NxUcUeueJUmA8YFX46C8e_y/view?usp=drive_link | 5 Yr | 1440 |  | $18.80 (Vietnam) |  | https://drive.google.com/file/d/1ABHIKVi7DNUKorXy5GLuOSF7mgYLMnxS/view?usp=drive_link
LED Panel and Troffer Series | Flat Panel Back Lit | ARVL-PB02-2X2PX-XY-XX(XX) | BHA-FLATP-2x2ft5CCT | 2x2 ft | 20/25/30/35/40W | AC120-277Vac | 3-6.5k, Tunable | 80 | 2600/3250/3900LM | 130lm/w | 0-10V | White/Metal | FALSE | [8 empty] | FALSE |  |  | Recessed/Surface/Suspended | FALSE |  | Flicker Free | ETL DLC | 85 days | https://drive.google.com/file/d/1e4Fciecx5UjWW3QlAYPOoy-FRjrWzg4a/view?usp=drive_link |  | 500 | $9.20 (Ningbo) |  |  | https://drive.google.com/file/d/14baZjD-c84K9UzDvomNtJCJLyslClJQO/view?usp=sharing
LED Panel and Troffer Series | Flat Panel Back Lit | ARVL-PB02-2X2PX-XY-XX(XX) | BHA-FLATP-2x2ft5CCT | 2x2 ft | 20/25/30/35/40W | AC120-277Vac | 3-6.5k, Tunable | 80 | 2600/3250/3900LM | 130lm/w | 0-10V | White/Metal | FALSE | [8 empty] | FALSE |  |  | Recessed/Surface/Suspended | FALSE |  | Flicker Free | ETL DLC | 85 days | https://drive.google.com/file/d/1e4Fciecx5UjWW3QlAYPOoy-FRjrWzg4a/view?usp=drive_link |  | 500 | $9.20 (Ningbo) |  |  | https://drive.google.com/file/d/14baZjD-c84K9UzDvomNtJCJLyslClJQO/view?usp=sharing
LED Panel and Troffer Series | Flat Panel Back Lit | ARVL-PB02-2X2PX-XY-XX(XX) | BHA-FLATP-2x2ft5CCT | 2x2 ft | 20/25/30/35/40W | AC120-277Vac | 3-6.5k, Tunable | 80 | 2600/3250/3900LM | 130lm/w | 0-10V | White/Metal | FALSE | [8 empty] | TRUE | 34.5 |  | Recessed/Surface/Suspended | FALSE |  | Flicker Free | ETL DLC | 85 days | https://drive.google.com/file/d/1e4Fciecx5UjWW3QlAYPOoy-FRjrWzg4a/view?usp=drive_link |  | 500 | $9.20 (Ningbo) |  |  | https://drive.google.com/file/d/14baZjD-c84K9UzDvomNtJCJLyslClJQO/view?usp=sharing
LED Panel and Troffer Series | Flat Panel Back Lit | ARVL-PB02-2X2PX-XY-XX(XX) | BHA-FLATP-2x2ft5CCT | 2x2 ft | 20/25/30/35/40W | AC120-277Vac | 3-6.5k, Tunable | 80 | 2600/3250/3900LM | 130lm/w | 0-10V | White/Metal | FALSE | [8 empty] | FALSE |  |  | Recessed/Surface/Suspended | TRUE | 0.6 | Flicker Free | ETL DLC | 85 days | https://drive.google.com/file/d/1e4Fciecx5UjWW3QlAYPOoy-FRjrWzg4a/view?usp=drive_link |  | 500 | $9.20 (Ningbo) |  |  | https://drive.google.com/file/d/14baZjD-c84K9UzDvomNtJCJLyslClJQO/view?usp=sharing
LED Panel and Troffer Series | Flat Panel Back Lit | ARVL-PB02-2X2PX-XY-XX(XX) | BHA-FLATP-2x2ft5CCT | 2x2 ft | 20/25/30/35/40W | AC120-277Vac | 3-6.5k, Tunable | 80 | 2600/3250/3900LM | 130lm/w | 0-10V | White/Metal | FALSE |  |  |  |  | TRUE | 7.9 |  |  | TRUE | 34.5 |  | Recessed/Surface/Suspended | FALSE |  | Flicker Free | ETL DLC | 85 days | https://drive.google.com/file/d/1e4Fciecx5UjWW3QlAYPOoy-FRjrWzg4a/view?usp=drive_link |  | 500 | $9.20 (Ningbo) |  |  | https://drive.google.com/file/d/14baZjD-c84K9UzDvomNtJCJLyslClJQO/view?usp=sharing
LED Panel and Troffer Series | Flat Panel Back Lit | ARVL-PB02-2X2PX-XY-XX(XX) | BHA-FLATP-2x2ft5CCT | 2x2 ft | 20/25/30/35/40W | AC120-277Vac | 3-6.5k, Tunable | 80 | 2600/3250/3900LM | 130lm/w | 0-10V | White/Metal | FALSE |  |  |  |  | TRUE | 7.9 |  |  | FALSE |  |  | Recessed/Surface/Suspended | TRUE | 0.6 | Flicker Free | ETL DLC | 85 days | https://drive.google.com/file/d/1e4Fciecx5UjWW3QlAYPOoy-FRjrWzg4a/view?usp=drive_link |  | 500 | $9.20 (Ningbo) |  |  | https://drive.google.com/file/d/14baZjD-c84K9UzDvomNtJCJLyslClJQO/view?usp=sharing
LED Panel and Troffer Series | Flat Panel Back Lit | ARVL-PB02-2X2PX-XY-XX(XX) | BHA-FLATP-2x2ft5CCT | 2x2 ft | 20/25/30/35/40W | AC120-277Vac | 3-6.5k, Tunable | 80 | 2600/3250/3900LM | 130lm/w | 0-10V | White/Metal | FALSE |  |  |  |  | TRUE | 7.9 |  |  | TRUE | 34.5 |  | Recessed/Surface/Suspended | TRUE | 0.6 | Flicker Free | ETL DLC | 85 days | https://drive.google.com/file/d/1e4Fciecx5UjWW3QlAYPOoy-FRjrWzg4a/view?usp=drive_link |  | 500 | $9.20 (Ningbo) |  |  | https://drive.google.com/file/d/14baZjD-c84K9UzDvomNtJCJLyslClJQO/view?usp=sharing
LED Panel and Troffer Series | Flat Panel Back Lit | ARVL-PB02-2X2PX-XY-XX(XX) | BHA-FLATP-2x2ft5CCT | 2x2 ft | 20/25/30/35/40W | AC120-277Vac | 3-6.5k, Tunable | 80 | 2600/3250/3900LM | 130lm/w | 0-10V | White/Metal | FALSE |  |  |  |  | TRUE | 7.9 |  |  | TRUE | 34.5 |  | Recessed/Surface/Suspended | TRUE | 0.6 | Flicker Free | ETL DLC | 85 days | https://drive.google.com/file/d/1e4Fciecx5UjWW3QlAYPOoy-FRjrWzg4a/view?usp=drive_link |  | 500 | $9.20 (Ningbo) |  |  | https://drive.google.com/file/d/14baZjD-c84K9UzDvomNtJCJLyslClJQO/view?usp=sharing
LED Panel and Troffer Series | Flat Panel Back Lit | ARVL-PB02-2X2PX-XY-XX(XX) | BHA-FLATP-2x2ft5CCT | 2x2 ft | 20/25/30/35/40W | AC120-277Vac | 3-6.5k, Tunable | 80 | 2600/3250/3900LM | 130lm/w | 0-10V | White/Metal | TRUE | TRUE |  | TRUE | 3.9 | TRUE | 7.9 |  |  | FALSE |  |  | Recessed/Surface/Suspended | FALSE |  | Flicker Free | ETL DLC | 85 days | https://drive.google.com/file/d/1e4Fciecx5UjWW3QlAYPOoy-FRjrWzg4a/view?usp=drive_link |  | 500 | $9.20 (Ningbo) |  |  | https://drive.google.com/file/d/14baZjD-c84K9UzDvomNtJCJLyslClJQO/view?usp=sharing
LED Panel and Troffer Series | Flat Panel Back Lit | ARVL-PB02-2X2PX-XY-XX(XX) | BHA-FLATP-2x2ft5CCT | 2x2 ft | 20/25/30/35/40W | AC120-277Vac | 3-6.5k, Tunable | 80 | 2600/3250/3900LM | 130lm/w | 0-10V | White/Metal | TRUE | TRUE |  | TRUE | 3.9 | TRUE | 7.9 |  |  | FALSE |  |  | Recessed/Surface/Suspended | FALSE |  | Flicker Free | ETL DLC | 85 days | https://drive.google.com/file/d/1e4Fciecx5UjWW3QlAYPOoy-FRjrWzg4a/view?usp=drive_link |  | 500 | $9.20 (Ningbo) |  |  | https://drive.google.com/file/d/14baZjD-c84K9UzDvomNtJCJLyslClJQO/view?usp=sharing
LED Panel and Troffer Series | Flat Panel Back Lit | ARVL-PB02-2X2PX-XY-XX(XX) | BHA-FLATP-2x2ft5CCT | 2x2 ft | 20/25/30/35/40W | AC120-277Vac | 3-6.5k, Tunable | 80 | 2600/3250/3900LM | 130lm/w | 0-10V | White/Metal | TRUE | TRUE |  | TRUE | 3.9 | TRUE | 7.9 |  |  | TRUE | 34.5 |  | Recessed/Surface/Suspended | FALSE |  | Flicker Free | ETL DLC | 85 days | https://drive.google.com/file/d/1e4Fciecx5UjWW3QlAYPOoy-FRjrWzg4a/view?usp=drive_link |  | 500 | $9.20 (Ningbo) |  |  | https://drive.google.com/file/d/14baZjD-c84K9UzDvomNtJCJLyslClJQO/view?usp=sharing
LED Panel and Troffer Series | Flat Panel Back Lit | ARVL-PB02-2X2PX-XY-XX(XX) | BHA-FLATP-2x2ft5CCT | 2x2 ft | 20/25/30/35/40W | AC120-277Vac | 3-6.5k, Tunable | 80 | 2600/3250/3900LM | 130lm/w | 0-10V | White/Metal | TRUE | TRUE |  | TRUE | 3.9 | TRUE | 7.9 |  |  | FALSE |  |  | Recessed/Surface/Suspended | TRUE | 0.6 | Flicker Free | ETL DLC | 85 days | https://drive.google.com/file/d/1e4Fciecx5UjWW3QlAYPOoy-FRjrWzg4a/view?usp=drive_link |  | 500 | $9.20 (Ningbo) |  |  | https://drive.google.com/file/d/14baZjD-c84K9UzDvomNtJCJLyslClJQO/view?usp=sharing
LED Panel and Troffer Series | Flat Panel Back Lit | ARVL-PB02-2X2PX-XY-XX(XX) | BHA-FLATP-2x2ft5CCT | 2x2 ft | 20/25/30/35/40W | AC120-277Vac | 3-6.5k, Tunable | 80 | 2600/3250/3900LM | 130lm/w | 0-10V | White/Metal | TRUE | TRUE |  | TRUE | 3.9 |  |  |  |  | TRUE | 34.5 |  | Recessed/Surface/Suspended | FALSE |  | Flicker Free | ETL DLC | 85 days | https://drive.google.com/file/d/1e4Fciecx5UjWW3QlAYPOoy-FRjrWzg4a/view?usp=drive_link |  | 500 | $9.20 (Ningbo) |  |  | https://drive.google.com/file/d/14baZjD-c84K9UzDvomNtJCJLyslClJQO/view?usp=sharing
LED Panel and Troffer Series | Flat Panel Back Lit | ARVL-PB02-2X2PX-XY-XX(XX) | BHA-FLATP-2x2ft5CCT | 2x2 ft | 20/25/30/35/40W | AC120-277Vac | 3-6.5k, Tunable | 80 | 2600/3250/3900LM | 130lm/w | 0-10V | White/Metal | TRUE | TRUE |  | TRUE | 3.9 |  |  |  |  | FALSE |  |  | Recessed/Surface/Suspended | TRUE | 0.6 | Flicker Free | ETL DLC | 85 days | https://drive.google.com/file/d/1e4Fciecx5UjWW3QlAYPOoy-FRjrWzg4a/view?usp=drive_link |  | 500 | $9.20 (Ningbo) |  |  | https://drive.google.com/file/d/14baZjD-c84K9UzDvomNtJCJLyslClJQO/view?usp=sharing
LED Panel and Troffer Series | Flat Panel Back Lit | ARVL-PB02-2X2PX-XY-XX(XX) | BHA-FLATP-2x2ft5CCT | 2x2 ft | 20/25/30/35/40W | AC120-277Vac | 3-6.5k, Tunable | 80 | 2600/3250/3900LM | 130lm/w | 0-10V | White/Metal | TRUE | TRUE |  | TRUE | 3.9 |  |  |  |  | TRUE | 34.5 |  | Recessed/Surface/Suspended | TRUE | 0.6 | Flicker Free | ETL DLC | 85 days | https://drive.google.com/file/d/1e4Fciecx5UjWW3QlAYPOoy-FRjrWzg4a/view?usp=drive_link |  | 500 | $9.20 (Ningbo) |  |  | https://drive.google.com/file/d/14baZjD-c84K9UzDvomNtJCJLyslClJQO/view?usp=sharing
LED Panel and Troffer Series | Flat Panel Back Lit | ARVL-PB02-2X2PX-XY-XX(XX) | BHA-FLATP-2x2ft5CCT | 2x2 ft | 20/25/30/35/40W | AC120-277Vac | 3-6.5k, Tunable | 80 | 2600/3250/3900LM | 130lm/w | 0-10V | White/Metal | TRUE | TRUE |  | TRUE | 3.9 |  |  |  |  | TRUE | 34.5 |  | Recessed/Surface/Suspended | TRUE | 0.6 | Flicker Free | ETL DLC | 85 days | https://drive.google.com/file/d/1e4Fciecx5UjWW3QlAYPOoy-FRjrWzg4a/view?usp=drive_link |  | 500 | $9.20 (Ningbo) |  |  | https://drive.google.com/file/d/14baZjD-c84K9UzDvomNtJCJLyslClJQO/view?usp=sharing
LED Panel and Troffer Series | Flat Panel Back Lit | ARVL-PB02-2X4PX-XY-XX(XX) | BHA-FLATP-2x4ft5CCT | 2x4 ft | 30/40/50/60/72W | AC120-277Vac | 3-6.5k, Tunable | 80 | 3900/5200/6500LM | 130lm/w | 0-10V | White/Metal | FALSE | [8 empty] | FALSE |  |  | Recessed/Surface/Suspended | FALSE |  | Flicker Free | ETL DLC | 85 days | https://drive.google.com/file/d/1e4Fciecx5UjWW3QlAYPOoy-FRjrWzg4a/view?usp=drive_link |  | 500 | $14.50 (Ningbo) |  |  | https://drive.google.com/file/d/14baZjD-c84K9UzDvomNtJCJLyslClJQO/view?usp=sharing
LED Panel and Troffer Series | Flat Panel Back Lit | ARVL-PB02-2X4PX-XY-XX(XX) | BHA-FLATP-2x4ft5CCT | 2x4 ft | 30/40/50/60/72W | AC120-277Vac | 3-6.5k, Tunable | 80 | 3900/5200/6500LM | 130lm/w | 0-10V | White/Metal | FALSE | [8 empty] | FALSE |  |  | Recessed/Surface/Suspended | FALSE |  | Flicker Free | ETL DLC | 85 days | https://drive.google.com/file/d/1e4Fciecx5UjWW3QlAYPOoy-FRjrWzg4a/view?usp=drive_link |  | 500 | $14.50 (Ningbo) |  |  | https://drive.google.com/file/d/14baZjD-c84K9UzDvomNtJCJLyslClJQO/view?usp=sharing
LED Panel and Troffer Series | Flat Panel Back Lit | ARVL-PB02-2X4PX-XY-XX(XX) | BHA-FLATP-2x4ft5CCT | 2x4 ft | 30/40/50/60/72W | AC120-277Vac | 3-6.5k, Tunable | 80 | 3900/5200/6500LM | 130lm/w | 0-10V | White/Metal | FALSE | [8 empty] | TRUE | 34.5 |  | Recessed/Surface/Suspended | FALSE |  | Flicker Free | ETL DLC | 85 days | https://drive.google.com/file/d/1e4Fciecx5UjWW3QlAYPOoy-FRjrWzg4a/view?usp=drive_link |  | 500 | $14.50 (Ningbo) |  |  | https://drive.google.com/file/d/14baZjD-c84K9UzDvomNtJCJLyslClJQO/view?usp=sharing
LED Panel and Troffer Series | Flat Panel Back Lit | ARVL-PB02-2X4PX-XY-XX(XX) | BHA-FLATP-2x4ft5CCT | 2x4 ft | 30/40/50/60/72W | AC120-277Vac | 3-6.5k, Tunable | 80 | 3900/5200/6500LM | 130lm/w | 0-10V | White/Metal | FALSE | [8 empty] | FALSE |  |  | Recessed/Surface/Suspended | TRUE | 0.6 | Flicker Free | ETL DLC | 85 days | https://drive.google.com/file/d/1e4Fciecx5UjWW3QlAYPOoy-FRjrWzg4a/view?usp=drive_link |  | 500 | $14.50 (Ningbo) |  |  | https://drive.google.com/file/d/14baZjD-c84K9UzDvomNtJCJLyslClJQO/view?usp=sharing
LED Panel and Troffer Series | Flat Panel Back Lit | ARVL-PB02-2X4PX-XY-XX(XX) | BHA-FLATP-2x4ft5CCT | 2x4 ft | 30/40/50/60/72W | AC120-277Vac | 3-6.5k, Tunable | 80 | 3900/5200/6500LM | 130lm/w | 0-10V | White/Metal | FALSE |  |  |  |  | TRUE | 7.9 |  |  | TRUE | 34.5 |  | Recessed/Surface/Suspended | FALSE |  | Flicker Free | ETL DLC | 85 days | https://drive.google.com/file/d/1e4Fciecx5UjWW3QlAYPOoy-FRjrWzg4a/view?usp=drive_link |  | 500 | $14.50 (Ningbo) |  |  | https://drive.google.com/file/d/14baZjD-c84K9UzDvomNtJCJLyslClJQO/view?usp=sharing
LED Panel and Troffer Series | Flat Panel Back Lit | ARVL-PB02-2X4PX-XY-XX(XX) | BHA-FLATP-2x4ft5CCT | 2x4 ft | 30/40/50/60/72W | AC120-277Vac | 3-6.5k, Tunable | 80 | 3900/5200/6500LM | 130lm/w | 0-10V | White/Metal | FALSE |  |  |  |  | TRUE | 7.9 |  |  | FALSE |  |  | Recessed/Surface/Suspended | TRUE | 0.6 | Flicker Free | ETL DLC | 85 days | https://drive.google.com/file/d/1e4Fciecx5UjWW3QlAYPOoy-FRjrWzg4a/view?usp=drive_link |  | 500 | $14.50 (Ningbo) |  |  | https://drive.google.com/file/d/14baZjD-c84K9UzDvomNtJCJLyslClJQO/view?usp=sharing
LED Panel and Troffer Series | Flat Panel Back Lit | ARVL-PB02-2X4PX-XY-XX(XX) | BHA-FLATP-2x4ft5CCT | 2x4 ft | 30/40/50/60/72W | AC120-277Vac | 3-6.5k, Tunable | 80 | 3900/5200/6500LM | 130lm/w | 0-10V | White/Metal | FALSE |  |  |  |  | TRUE | 7.9 |  |  | TRUE | 34.5 |  | Recessed/Surface/Suspended | TRUE | 0.6 | Flicker Free | ETL DLC | 85 days | https://drive.google.com/file/d/1e4Fciecx5UjWW3QlAYPOoy-FRjrWzg4a/view?usp=drive_link |  | 500 | $14.50 (Ningbo) |  |  | https://drive.google.com/file/d/14baZjD-c84K9UzDvomNtJCJLyslClJQO/view?usp=sharing
LED Panel and Troffer Series | Flat Panel Back Lit | ARVL-PB02-2X4PX-XY-XX(XX) | BHA-FLATP-2x4ft5CCT | 2x4 ft | 30/40/50/60/72W | AC120-277Vac | 3-6.5k, Tunable | 80 | 3900/5200/6500LM | 130lm/w | 0-10V | White/Metal | FALSE |  |  |  |  | TRUE | 7.9 |  |  | TRUE | 34.5 |  | Recessed/Surface/Suspended | TRUE | 0.6 | Flicker Free | ETL DLC | 85 days | https://drive.google.com/file/d/1e4Fciecx5UjWW3QlAYPOoy-FRjrWzg4a/view?usp=drive_link |  | 500 | $14.50 (Ningbo) |  |  | https://drive.google.com/file/d/14baZjD-c84K9UzDvomNtJCJLyslClJQO/view?usp=sharing
LED Panel and Troffer Series | Flat Panel Back Lit | ARVL-PB02-2X4PX-XY-XX(XX) | BHA-FLATP-2x4ft5CCT | 2x4 ft | 30/40/50/60/72W | AC120-277Vac | 3-6.5k, Tunable | 80 | 3900/5200/6500LM | 130lm/w | 0-10V | White/Metal | TRUE | TRUE |  | TRUE | 3.9 | TRUE | 7.9 |  |  | FALSE |  |  | Recessed/Surface/Suspended | FALSE |  | Flicker Free | ETL DLC | 85 days | https://drive.google.com/file/d/1e4Fciecx5UjWW3QlAYPOoy-FRjrWzg4a/view?usp=drive_link |  | 500 | $14.50 (Ningbo) |  |  | https://drive.google.com/file/d/14baZjD-c84K9UzDvomNtJCJLyslClJQO/view?usp=sharing
LED Panel and Troffer Series | Flat Panel Back Lit | ARVL-PB02-2X4PX-XY-XX(XX) | BHA-FLATP-2x4ft5CCT | 2x4 ft | 30/40/50/60/72W | AC120-277Vac | 3-6.5k, Tunable | 80 | 3900/5200/6500LM | 130lm/w | 0-10V | White/Metal | TRUE | TRUE |  | TRUE | 3.9 | TRUE | 7.9 |  |  | FALSE |  |  | Recessed/Surface/Suspended | FALSE |  | Flicker Free | ETL DLC | 85 days | https://drive.google.com/file/d/1e4Fciecx5UjWW3QlAYPOoy-FRjrWzg4a/view?usp=drive_link |  | 500 | $14.50 (Ningbo) |  |  | https://drive.google.com/file/d/14baZjD-c84K9UzDvomNtJCJLyslClJQO/view?usp=sharing
LED Panel and Troffer Series | Flat Panel Back Lit | ARVL-PB02-2X4PX-XY-XX(XX) | BHA-FLATP-2x4ft5CCT | 2x4 ft | 30/40/50/60/72W | AC120-277Vac | 3-6.5k, Tunable | 80 | 3900/5200/6500LM | 130lm/w | 0-10V | White/Metal | TRUE | TRUE |  | TRUE | 3.9 | TRUE | 7.9 |  |  | TRUE | 34.5 |  | Recessed/Surface/Suspended | FALSE |  | Flicker Free | ETL DLC | 85 days | https://drive.google.com/file/d/1e4Fciecx5UjWW3QlAYPOoy-FRjrWzg4a/view?usp=drive_link |  | 500 | $14.50 (Ningbo) |  |  | https://drive.google.com/file/d/14baZjD-c84K9UzDvomNtJCJLyslClJQO/view?usp=sharing
LED Panel and Troffer Series | Flat Panel Back Lit | ARVL-PB02-2X4PX-XY-XX(XX) | BHA-FLATP-2x4ft5CCT | 2x4 ft | 30/40/50/60/72W | AC120-277Vac | 3-6.5k, Tunable | 80 | 3900/5200/6500LM | 130lm/w | 0-10V | White/Metal | TRUE | TRUE |  | TRUE | 3.9 | TRUE | 7.9 |  |  | FALSE |  |  | Recessed/Surface/Suspended | TRUE | 0.6 | Flicker Free | ETL DLC | 85 days | https://drive.google.com/file/d/1e4Fciecx5UjWW3QlAYPOoy-FRjrWzg4a/view?usp=drive_link |  | 500 | $14.50 (Ningbo) |  |  | https://drive.google.com/file/d/14baZjD-c84K9UzDvomNtJCJLyslClJQO/view?usp=sharing
LED Panel and Troffer Series | Flat Panel Back Lit | ARVL-PB02-2X4PX-XY-XX(XX) | BHA-FLATP-2x4ft5CCT | 2x4 ft | 30/40/50/60/72W | AC120-277Vac | 3-6.5k, Tunable | 80 | 3900/5200/6500LM | 130lm/w | 0-10V | White/Metal | TRUE | TRUE |  | TRUE | 3.9 |  |  |  |  | TRUE | 34.5 |  | Recessed/Surface/Suspended | FALSE |  | Flicker Free | ETL DLC | 85 days | https://drive.google.com/file/d/1e4Fciecx5UjWW3QlAYPOoy-FRjrWzg4a/view?usp=drive_link |  | 500 | $14.50 (Ningbo) |  |  | https://drive.google.com/file/d/14baZjD-c84K9UzDvomNtJCJLyslClJQO/view?usp=sharing
LED Panel and Troffer Series | Flat Panel Back Lit | ARVL-PB02-2X4PX-XY-XX(XX) | BHA-FLATP-2x4ft5CCT | 2x4 ft | 30/40/50/60/72W | AC120-277Vac | 3-6.5k, Tunable | 80 | 3900/5200/6500LM | 130lm/w | 0-10V | White/Metal | TRUE | TRUE |  | TRUE | 3.9 |  |  |  |  | FALSE |  |  | Recessed/Surface/Suspended | TRUE | 0.6 | Flicker Free | ETL DLC | 85 days | https://drive.google.com/file/d/1e4Fciecx5UjWW3QlAYPOoy-FRjrWzg4a/view?usp=drive_link |  | 500 | $14.50 (Ningbo) |  |  | https://drive.google.com/file/d/14baZjD-c84K9UzDvomNtJCJLyslClJQO/view?usp=sharing
LED Panel and Troffer Series | Flat Panel Back Lit | ARVL-PB02-2X4PX-XY-XX(XX) | BHA-FLATP-2x4ft5CCT | 2x4 ft | 30/40/50/60/72W | AC120-277Vac | 3-6.5k, Tunable | 80 | 3900/5200/6500LM | 130lm/w | 0-10V | White/Metal | TRUE | TRUE |  | TRUE | 3.9 |  |  |  |  | TRUE | 34.5 |  | Recessed/Surface/Suspended | TRUE | 0.6 | Flicker Free | ETL DLC | 85 days | https://drive.google.com/file/d/1e4Fciecx5UjWW3QlAYPOoy-FRjrWzg4a/view?usp=drive_link |  | 500 | $14.50 (Ningbo) |  |  | https://drive.google.com/file/d/14baZjD-c84K9UzDvomNtJCJLyslClJQO/view?usp=sharing
LED Panel and Troffer Series | Flat Panel Back Lit | ARVL-PB02-2X4PX-XY-XX(XX) | BHA-FLATP-2x4ft5CCT | 2x4 ft | 30/40/50/60/72W | AC120-277Vac | 3-6.5k, Tunable | 80 | 3900/5200/6500LM | 130lm/w | 0-10V | White/Metal | TRUE | TRUE |  | TRUE | 3.9 |  |  |  |  | TRUE | 34.5 |  | Recessed/Surface/Suspended | TRUE | 0.6 | Flicker Free | ETL DLC | 85 days | https://drive.google.com/file/d/1e4Fciecx5UjWW3QlAYPOoy-FRjrWzg4a/view?usp=drive_link |  | 500 | $14.50 (Ningbo) |  |  | https://drive.google.com/file/d/14baZjD-c84K9UzDvomNtJCJLyslClJQO/view?usp=sharing
LED Panel and Troffer Series | Flat Panel Back Lit | ARVL-PB02-1X4PX-XY-XX(XX) | BHA-FLATP-1x4ft5CCT | 1x4 ft | 30/35/40/45/50W | AC120-277Vac | 3-6.5k, Tunable | 80 | 3900/4550/5200LM | 130lm/w | 0-10V | White/Metal | FALSE | [8 empty] | FALSE |  |  | Recessed/Surface/Suspended | FALSE |  | Flicker Free | ETL DLC | 85 days | https://drive.google.com/file/d/1e4Fciecx5UjWW3QlAYPOoy-FRjrWzg4a/view?usp=drive_link |  | 500 | $9.90 (Ningbo) |  |  | https://drive.google.com/file/d/14baZjD-c84K9UzDvomNtJCJLyslClJQO/view?usp=sharing
LED Panel and Troffer Series | Flat Panel Back Lit | ARVL-PB02-1X4PX-XY-XX(XX) | BHA-FLATP-1x4ft5CCT | 1x4 ft | 30/35/40/45/50W | AC120-277Vac | 3-6.5k, Tunable | 80 | 3900/4550/5200LM | 130lm/w | 0-10V | White/Metal | FALSE | [8 empty] | FALSE |  |  | Recessed/Surface/Suspended | FALSE |  | Flicker Free | ETL DLC | 85 days | https://drive.google.com/file/d/1e4Fciecx5UjWW3QlAYPOoy-FRjrWzg4a/view?usp=drive_link |  | 500 | $9.90 (Ningbo) |  |  | https://drive.google.com/file/d/14baZjD-c84K9UzDvomNtJCJLyslClJQO/view?usp=sharing
LED Panel and Troffer Series | Flat Panel Back Lit | ARVL-PB02-1X4PX-XY-XX(XX) | BHA-FLATP-1x4ft5CCT | 1x4 ft | 30/35/40/45/50W | AC120-277Vac | 3-6.5k, Tunable | 80 | 3900/4550/5200LM | 130lm/w | 0-10V | White/Metal | FALSE | [8 empty] | TRUE | 34.5 |  | Recessed/Surface/Suspended | FALSE |  | Flicker Free | ETL DLC | 85 days | https://drive.google.com/file/d/1e4Fciecx5UjWW3QlAYPOoy-FRjrWzg4a/view?usp=drive_link |  | 500 | $9.90 (Ningbo) |  |  | https://drive.google.com/file/d/14baZjD-c84K9UzDvomNtJCJLyslClJQO/view?usp=sharing
LED Panel and Troffer Series | Flat Panel Back Lit | ARVL-PB02-1X4PX-XY-XX(XX) | BHA-FLATP-1x4ft5CCT | 1x4 ft | 30/35/40/45/50W | AC120-277Vac | 3-6.5k, Tunable | 80 | 3900/4550/5200LM | 130lm/w | 0-10V | White/Metal | FALSE | [8 empty] | FALSE |  |  | Recessed/Surface/Suspended | TRUE | 0.6 | Flicker Free | ETL DLC | 85 days | https://drive.google.com/file/d/1e4Fciecx5UjWW3QlAYPOoy-FRjrWzg4a/view?usp=drive_link |  | 500 | $9.90 (Ningbo) |  |  | https://drive.google.com/file/d/14baZjD-c84K9UzDvomNtJCJLyslClJQO/view?usp=sharing
LED Panel and Troffer Series | Flat Panel Back Lit | ARVL-PB02-1X4PX-XY-XX(XX) | BHA-FLATP-1x4ft5CCT | 1x4 ft | 30/35/40/45/50W | AC120-277Vac | 3-6.5k, Tunable | 80 | 3900/4550/5200LM | 130lm/w | 0-10V | White/Metal | FALSE |  |  |  |  | TRUE | 7.9 |  |  | TRUE | 34.5 |  | Recessed/Surface/Suspended | FALSE |  | Flicker Free | ETL DLC | 85 days | https://drive.google.com/file/d/1e4Fciecx5UjWW3QlAYPOoy-FRjrWzg4a/view?usp=drive_link |  | 500 | $9.90 (Ningbo) |  |  | https://drive.google.com/file/d/14baZjD-c84K9UzDvomNtJCJLyslClJQO/view?usp=sharing
LED Panel and Troffer Series | Flat Panel Back Lit | ARVL-PB02-1X4PX-XY-XX(XX) | BHA-FLATP-1x4ft5CCT | 1x4 ft | 30/35/40/45/50W | AC120-277Vac | 3-6.5k, Tunable | 80 | 3900/4550/5200LM | 130lm/w | 0-10V | White/Metal | FALSE |  |  |  |  | TRUE | 7.9 |  |  | FALSE |  |  | Recessed/Surface/Suspended | TRUE | 0.6 | Flicker Free | ETL DLC | 85 days | https://drive.google.com/file/d/1e4Fciecx5UjWW3QlAYPOoy-FRjrWzg4a/view?usp=drive_link |  | 500 | $9.90 (Ningbo) |  |  | https://drive.google.com/file/d/14baZjD-c84K9UzDvomNtJCJLyslClJQO/view?usp=sharing
LED Panel and Troffer Series | Flat Panel Back Lit | ARVL-PB02-1X4PX-XY-XX(XX) | BHA-FLATP-1x4ft5CCT | 1x4 ft | 30/35/40/45/50W | AC120-277Vac | 3-6.5k, Tunable | 80 | 3900/4550/5200LM | 130lm/w | 0-10V | White/Metal | FALSE |  |  |  |  | TRUE | 7.9 |  |  | TRUE | 34.5 |  | Recessed/Surface/Suspended | TRUE | 0.6 | Flicker Free | ETL DLC | 85 days | https://drive.google.com/file/d/1e4Fciecx5UjWW3QlAYPOoy-FRjrWzg4a/view?usp=drive_link |  | 500 | $9.90 (Ningbo) |  |  | https://drive.google.com/file/d/14baZjD-c84K9UzDvomNtJCJLyslClJQO/view?usp=sharing
LED Panel and Troffer Series | Flat Panel Back Lit | ARVL-PB02-1X4PX-XY-XX(XX) | BHA-FLATP-1x4ft5CCT | 1x4 ft | 30/35/40/45/50W | AC120-277Vac | 3-6.5k, Tunable | 80 | 3900/4550/5200LM | 130lm/w | 0-10V | White/Metal | FALSE |  |  |  |  | TRUE | 7.9 |  |  | TRUE | 34.5 |  | Recessed/Surface/Suspended | TRUE | 0.6 | Flicker Free | ETL DLC | 85 days | https://drive.google.com/file/d/1e4Fciecx5UjWW3QlAYPOoy-FRjrWzg4a/view?usp=drive_link |  | 500 | $9.90 (Ningbo) |  |  | https://drive.google.com/file/d/14baZjD-c84K9UzDvomNtJCJLyslClJQO/view?usp=sharing
LED Panel and Troffer Series | Flat Panel Back Lit | ARVL-PB02-1X4PX-XY-XX(XX) | BHA-FLATP-1x4ft5CCT | 1x4 ft | 30/35/40/45/50W | AC120-277Vac | 3-6.5k, Tunable | 80 | 3900/4550/5200LM | 130lm/w | 0-10V | White/Metal | TRUE | TRUE |  | TRUE | 3.9 | TRUE | 7.9 |  |  | FALSE |  |  | Recessed/Surface/Suspended | FALSE |  | Flicker Free | ETL DLC | 85 days | https://drive.google.com/file/d/1e4Fciecx5UjWW3QlAYPOoy-FRjrWzg4a/view?usp=drive_link |  | 500 | $9.90 (Ningbo) |  |  | https://drive.google.com/file/d/14baZjD-c84K9UzDvomNtJCJLyslClJQO/view?usp=sharing
LED Panel and Troffer Series | Flat Panel Back Lit | ARVL-PB02-1X4PX-XY-XX(XX) | BHA-FLATP-1x4ft5CCT | 1x4 ft | 30/35/40/45/50W | AC120-277Vac | 3-6.5k, Tunable | 80 | 3900/4550/5200LM | 130lm/w | 0-10V | White/Metal | TRUE | TRUE |  | TRUE | 3.9 | TRUE | 7.9 |  |  | FALSE |  |  | Recessed/Surface/Suspended | FALSE |  | Flicker Free | ETL DLC | 85 days | https://drive.google.com/file/d/1e4Fciecx5UjWW3QlAYPOoy-FRjrWzg4a/view?usp=drive_link |  | 500 | $9.90 (Ningbo) |  |  | https://drive.google.com/file/d/14baZjD-c84K9UzDvomNtJCJLyslClJQO/view?usp=sharing
LED Panel and Troffer Series | Flat Panel Back Lit | ARVL-PB02-1X4PX-XY-XX(XX) | BHA-FLATP-1x4ft5CCT | 1x4 ft | 30/35/40/45/50W | AC120-277Vac | 3-6.5k, Tunable | 80 | 3900/4550/5200LM | 130lm/w | 0-10V | White/Metal | TRUE | TRUE |  | TRUE | 3.9 | TRUE | 7.9 |  |  | TRUE | 34.5 |  | Recessed/Surface/Suspended | FALSE |  | Flicker Free | ETL DLC | 85 days | https://drive.google.com/file/d/1e4Fciecx5UjWW3QlAYPOoy-FRjrWzg4a/view?usp=drive_link |  | 500 | $9.90 (Ningbo) |  |  | https://drive.google.com/file/d/14baZjD-c84K9UzDvomNtJCJLyslClJQO/view?usp=sharing
LED Panel and Troffer Series | Flat Panel Back Lit | ARVL-PB02-1X4PX-XY-XX(XX) | BHA-FLATP-1x4ft5CCT | 1x4 ft | 30/35/40/45/50W | AC120-277Vac | 3-6.5k, Tunable | 80 | 3900/4550/5200LM | 130lm/w | 0-10V | White/Metal | TRUE | TRUE |  | TRUE | 3.9 | TRUE | 7.9 |  |  | FALSE |  |  | Recessed/Surface/Suspended | TRUE | 0.6 | Flicker Free | ETL DLC | 85 days | https://drive.google.com/file/d/1e4Fciecx5UjWW3QlAYPOoy-FRjrWzg4a/view?usp=drive_link |  | 500 | $9.90 (Ningbo) |  |  | https://drive.google.com/file/d/14baZjD-c84K9UzDvomNtJCJLyslClJQO/view?usp=sharing
LED Panel and Troffer Series | Flat Panel Back Lit | ARVL-PB02-1X4PX-XY-XX(XX) | BHA-FLATP-1x4ft5CCT | 1x4 ft | 30/35/40/45/50W | AC120-277Vac | 3-6.5k, Tunable | 80 | 3900/4550/5200LM | 130lm/w | 0-10V | White/Metal | TRUE | TRUE |  | TRUE | 3.9 |  |  |  |  | TRUE | 34.5 |  | Recessed/Surface/Suspended | FALSE |  | Flicker Free | ETL DLC | 85 days | https://drive.google.com/file/d/1e4Fciecx5UjWW3QlAYPOoy-FRjrWzg4a/view?usp=drive_link |  | 500 | $9.90 (Ningbo) |  |  | https://drive.google.com/file/d/14baZjD-c84K9UzDvomNtJCJLyslClJQO/view?usp=sharing
LED Panel and Troffer Series | Flat Panel Back Lit | ARVL-PB02-1X4PX-XY-XX(XX) | BHA-FLATP-1x4ft5CCT | 1x4 ft | 30/35/40/45/50W | AC120-277Vac | 3-6.5k, Tunable | 80 | 3900/4550/5200LM | 130lm/w | 0-10V | White/Metal | TRUE | TRUE |  | TRUE | 3.9 |  |  |  |  | FALSE |  |  | Recessed/Surface/Suspended | TRUE | 0.6 | Flicker Free | ETL DLC | 85 days | https://drive.google.com/file/d/1e4Fciecx5UjWW3QlAYPOoy-FRjrWzg4a/view?usp=drive_link |  | 500 | $9.90 (Ningbo) |  |  | https://drive.google.com/file/d/14baZjD-c84K9UzDvomNtJCJLyslClJQO/view?usp=sharing
LED Panel and Troffer Series | Flat Panel Back Lit | ARVL-PB02-1X4PX-XY-XX(XX) | BHA-FLATP-1x4ft5CCT | 1x4 ft | 30/35/40/45/50W | AC120-277Vac | 3-6.5k, Tunable | 80 | 3900/4550/5200LM | 130lm/w | 0-10V | White/Metal | TRUE | TRUE |  | TRUE | 3.9 |  |  |  |  | TRUE | 34.5 |  | Recessed/Surface/Suspended | TRUE | 0.6 | Flicker Free | ETL DLC | 85 days | https://drive.google.com/file/d/1e4Fciecx5UjWW3QlAYPOoy-FRjrWzg4a/view?usp=drive_link |  | 500 | $9.90 (Ningbo) |  |  | https://drive.google.com/file/d/14baZjD-c84K9UzDvomNtJCJLyslClJQO/view?usp=sharing
LED Panel and Troffer Series | Flat Panel Back Lit | ARVL-PB02-1X4PX-XY-XX(XX) | BHA-FLATP-1x4ft5CCT | 1x4 ft | 30/35/40/45/50W | AC120-277Vac | 3-6.5k, Tunable | 80 | 3900/4550/5200LM | 130lm/w | 0-10V | White/Metal | TRUE | TRUE |  | TRUE | 3.9 |  |  |  |  | TRUE | 34.5 |  | Recessed/Surface/Suspended | TRUE | 0.6 | Flicker Free | ETL DLC | 85 days | https://drive.google.com/file/d/1e4Fciecx5UjWW3QlAYPOoy-FRjrWzg4a/view?usp=drive_link |  | 500 | $9.90 (Ningbo) |  |  | https://drive.google.com/file/d/14baZjD-c84K9UzDvomNtJCJLyslClJQO/view?usp=sharing
LED Panel and Troffer Series | Flat Panel Back Lit | SL-PBU2225-J-H | BHS-FLATP-2x2ft3CCT | 2x2 ft | 21/25/30W | AC120-277Vac | 3/4/5k, Tunable | 80 | 3150/3750/4500LM | 150lm/w | 0-10V | White/Metal | TRUE | TRUE |  | TRUE | 1.6 | TRUE | 10 | TRUE | 4.2 | TRUE | 15 |  | Recessed/Surface/Suspended | FALSE |  |  | ETL DLC Premium | 85 days | https://drive.google.com/file/d/1ZMfBqg34LqqYbi6vsNdZ9fLOwr69atYd/view?usp=drive_link | 5 Yr | 5000 | 16.2 |  |  | https://drive.google.com/file/d/1b6OYYk4De9cy8Y4UIbsMsIEcjtABkD2A/view?usp=sharing
LED Panel and Troffer Series | Flat Panel Back Lit | SL-PBU2225-J-H | BHS-FLATP-2x2ft3CCT | 2x2 ft | 21/25/30W | AC120-277Vac | 3/4/5k, Tunable | 80 | 3150/3750/4500LM | 150lm/w | 0-10V | White/Metal | TRUE | TRUE |  | TRUE | 1.6 | TRUE | 10 | FALSE |  | TRUE | 15 |  | Recessed/Surface/Suspended | TRUE | 0.6 |  | ETL DLC Premium | 85 days | https://drive.google.com/file/d/1ZMfBqg34LqqYbi6vsNdZ9fLOwr69atYd/view?usp=drive_link | 5 Yr | 5000 | 16.2 |  |  | https://drive.google.com/file/d/1b6OYYk4De9cy8Y4UIbsMsIEcjtABkD2A/view?usp=sharing
LED Panel and Troffer Series | Flat Panel Back Lit | SL-PBU2225-J-H | BHS-FLATP-2x2ft3CCT | 2x2 ft | 21/25/30W | AC120-277Vac | 3/4/5k, Tunable | 80 | 3150/3750/4500LM | 150lm/w | 0-10V | White/Metal | FALSE |  |  |  |  | FALSE |  | FALSE |  | FALSE |  |  | Recessed/Surface/Suspended | TRUE | 0.6 |  | ETL DLC Premium | 85 days | https://drive.google.com/file/d/1ZMfBqg34LqqYbi6vsNdZ9fLOwr69atYd/view?usp=drive_link | 5 Yr | 5000 | 16.2 |  |  | https://drive.google.com/file/d/1b6OYYk4De9cy8Y4UIbsMsIEcjtABkD2A/view?usp=sharing
LED Panel and Troffer Series | Flat Panel Back Lit | SL-PBU2225-J-H | BHS-FLATP-2x2ft3CCT | 2x2 ft | 21/25/30W | AC120-277Vac | 3/4/5k, Tunable | 80 | 3150/3750/4500LM | 150lm/w | 0-10V | White/Metal | FALSE |  |  |  |  | FALSE |  | TRUE | 4.2 | FALSE |  |  | Recessed/Surface/Suspended | FALSE |  |  | ETL DLC Premium | 85 days | https://drive.google.com/file/d/1ZMfBqg34LqqYbi6vsNdZ9fLOwr69atYd/view?usp=drive_link | 5 Yr | 5000 | 16.2 |  |  | https://drive.google.com/file/d/1b6OYYk4De9cy8Y4UIbsMsIEcjtABkD2A/view?usp=sharing
LED Panel and Troffer Series | Flat Panel Back Lit | SL-PBU2225-J-H | BHS-FLATP-2x2ft3CCT | 2x2 ft | 21/25/30W | AC120-277Vac | 3/4/5k, Tunable | 80 | 3150/3750/4500LM | 150lm/w | 0-10V | White/Metal | TRUE | TRUE |  | TRUE | 1.6 | TRUE | 10 | TRUE | 4.2 | FALSE |  |  | Recessed/Surface/Suspended | FALSE |  |  | ETL DLC Premium | 85 days | https://drive.google.com/file/d/1ZMfBqg34LqqYbi6vsNdZ9fLOwr69atYd/view?usp=drive_link | 5 Yr | 5000 | 16.2 |  |  | https://drive.google.com/file/d/1b6OYYk4De9cy8Y4UIbsMsIEcjtABkD2A/view?usp=sharing
LED Panel and Troffer Series | Flat Panel Back Lit | SL-PBU2225-J-H | BHS-FLATP-2x2ft3CCT | 2x2 ft | 21/25/30W | AC120-277Vac | 3/4/5k, Tunable | 80 | 3150/3750/4500LM | 150lm/w | 0-10V | White/Metal | TRUE | TRUE |  | TRUE | 1.6 | TRUE | 10 | FALSE |  | FALSE |  |  | Recessed/Surface/Suspended | TRUE | 0.6 |  | ETL DLC Premium | 85 days | https://drive.google.com/file/d/1ZMfBqg34LqqYbi6vsNdZ9fLOwr69atYd/view?usp=drive_link | 5 Yr | 5000 | 16.2 |  |  | https://drive.google.com/file/d/1b6OYYk4De9cy8Y4UIbsMsIEcjtABkD2A/view?usp=sharing
LED Panel and Troffer Series | Flat Panel Back Lit | SL-PBU2225-J-H | BHS-FLATP-2x2ft3CCT | 2x2 ft | 21/25/30W | AC120-277Vac | 3/4/5k, Tunable | 80 | 3150/3750/4500LM | 150lm/w | 0-10V | White/Metal | FALSE |  |  |  |  | FALSE |  | FALSE |  | TRUE | 15 |  | Recessed/Surface/Suspended | TRUE | 0.6 |  | ETL DLC Premium | 85 days | https://drive.google.com/file/d/1ZMfBqg34LqqYbi6vsNdZ9fLOwr69atYd/view?usp=drive_link | 5 Yr | 5000 | 16.2 |  |  | https://drive.google.com/file/d/1b6OYYk4De9cy8Y4UIbsMsIEcjtABkD2A/view?usp=sharing
LED Panel and Troffer Series | Flat Panel Back Lit | SL-PBU2225-J-H | BHS-FLATP-2x2ft3CCT | 2x2 ft | 21/25/30W | AC120-277Vac | 3/4/5k, Tunable | 80 | 3150/3750/4500LM | 150lm/w | 0-10V | White/Metal | FALSE |  |  |  |  | FALSE |  | TRUE | 4.2 | TRUE | 15 |  | Recessed/Surface/Suspended | FALSE |  |  | ETL DLC Premium | 85 days | https://drive.google.com/file/d/1ZMfBqg34LqqYbi6vsNdZ9fLOwr69atYd/view?usp=drive_link | 5 Yr | 5000 | 16.2 |  |  | https://drive.google.com/file/d/1b6OYYk4De9cy8Y4UIbsMsIEcjtABkD2A/view?usp=sharing
LED Panel and Troffer Series | Flat Panel Back Lit | SL-PBU2472-J-H | BHS-FLATP-2x4ft3CCT | 2x4 ft | 40/45/50W | AC120-277Vac | 3/4/5k, Tunable | 80 | 6000/6750/7500LM | 150lm/w | 0-10V | White/Metal | TRUE | TRUE |  | TRUE | 1.6 | TRUE | 10 | TRUE | 4.2 | TRUE | 15 |  | Recessed/Surface/Suspended | FALSE |  |  | ETL DLC Premium | 85 days | https://drive.google.com/file/d/1ZMfBqg34LqqYbi6vsNdZ9fLOwr69atYd/view?usp=drive_link | 5 Yr | 5000 | 26.2 |  |  | https://drive.google.com/file/d/1b6OYYk4De9cy8Y4UIbsMsIEcjtABkD2A/view?usp=sharing
LED Panel and Troffer Series | Flat Panel Back Lit | SL-PBU2472-J-H | BHS-FLATP-2x4ft3CCT | 2x4 ft | 40/45/50W | AC120-277Vac | 3/4/5k, Tunable | 80 | 6000/6750/7500LM | 150lm/w | 0-10V | White/Metal | TRUE | TRUE |  | TRUE | 1.6 | TRUE | 10 | FALSE |  | TRUE | 15 |  | Recessed/Surface/Suspended | TRUE | 1.2 |  | ETL DLC Premium | 85 days | https://drive.google.com/file/d/1ZMfBqg34LqqYbi6vsNdZ9fLOwr69atYd/view?usp=drive_link | 5 Yr | 5000 | 26.2 |  |  | https://drive.google.com/file/d/1b6OYYk4De9cy8Y4UIbsMsIEcjtABkD2A/view?usp=sharing
LED Panel and Troffer Series | Flat Panel Back Lit | SL-PBU2472-J-H | BHS-FLATP-2x4ft3CCT | 2x4 ft | 40/45/50W | AC120-277Vac | 3/4/5k, Tunable | 80 | 6000/6750/7500LM | 150lm/w | 0-10V | White/Metal | FALSE |  |  |  |  | FALSE |  | FALSE |  | FALSE |  |  | Recessed/Surface/Suspended | TRUE | 1.2 |  | ETL DLC Premium | 85 days | https://drive.google.com/file/d/1ZMfBqg34LqqYbi6vsNdZ9fLOwr69atYd/view?usp=drive_link | 5 Yr | 5000 | 26.2 |  |  | https://drive.google.com/file/d/1b6OYYk4De9cy8Y4UIbsMsIEcjtABkD2A/view?usp=sharing
LED Panel and Troffer Series | Flat Panel Back Lit | SL-PBU2472-J-H | BHS-FLATP-2x4ft3CCT | 2x4 ft | 40/45/50W | AC120-277Vac | 3/4/5k, Tunable | 80 | 6000/6750/7500LM | 150lm/w | 0-10V | White/Metal | FALSE |  |  |  |  | FALSE |  | TRUE | 4.2 | FALSE |  |  | Recessed/Surface/Suspended | FALSE |  |  | ETL DLC Premium | 85 days | https://drive.google.com/file/d/1ZMfBqg34LqqYbi6vsNdZ9fLOwr69atYd/view?usp=drive_link | 5 Yr | 5000 | 26.2 |  |  | https://drive.google.com/file/d/1b6OYYk4De9cy8Y4UIbsMsIEcjtABkD2A/view?usp=sharing
LED Panel and Troffer Series | Flat Panel Back Lit | SL-PBU2472-J-H | BHS-FLATP-2x4ft3CCT | 2x4 ft | 40/45/50W | AC120-277Vac | 3/4/5k, Tunable | 80 | 6000/6750/7500LM | 150lm/w | 0-10V | White/Metal | TRUE | TRUE |  | TRUE | 1.6 | TRUE | 10 | TRUE | 4.2 | FALSE |  |  | Recessed/Surface/Suspended | FALSE |  |  | ETL DLC Premium | 85 days | https://drive.google.com/file/d/1ZMfBqg34LqqYbi6vsNdZ9fLOwr69atYd/view?usp=drive_link | 5 Yr | 5000 | 26.2 |  |  | https://drive.google.com/file/d/1b6OYYk4De9cy8Y4UIbsMsIEcjtABkD2A/view?usp=sharing
LED Panel and Troffer Series | Flat Panel Back Lit | SL-PBU2472-J-H | BHS-FLATP-2x4ft3CCT | 2x4 ft | 40/45/50W | AC120-277Vac | 3/4/5k, Tunable | 80 | 6000/6750/7500LM | 150lm/w | 0-10V | White/Metal | TRUE | TRUE |  | TRUE | 1.6 | TRUE | 10 | FALSE |  | FALSE |  |  | Recessed/Surface/Suspended | TRUE | 1.2 |  | ETL DLC Premium | 85 days | https://drive.google.com/file/d/1ZMfBqg34LqqYbi6vsNdZ9fLOwr69atYd/view?usp=drive_link | 5 Yr | 5000 | 26.2 |  |  | https://drive.google.com/file/d/1b6OYYk4De9cy8Y4UIbsMsIEcjtABkD2A/view?usp=sharing
LED Panel and Troffer Series | Flat Panel Back Lit | SL-PBU2472-J-H | BHS-FLATP-2x4ft3CCT | 2x4 ft | 40/45/50W | AC120-277Vac | 3/4/5k, Tunable | 80 | 6000/6750/7500LM | 150lm/w | 0-10V | White/Metal | FALSE |  |  |  |  | FALSE |  | FALSE |  | TRUE | 15 |  | Recessed/Surface/Suspended | TRUE | 1.2 |  | ETL DLC Premium | 85 days | https://drive.google.com/file/d/1ZMfBqg34LqqYbi6vsNdZ9fLOwr69atYd/view?usp=drive_link | 5 Yr | 5000 | 26.2 |  |  | https://drive.google.com/file/d/1b6OYYk4De9cy8Y4UIbsMsIEcjtABkD2A/view?usp=sharing
LED Panel and Troffer Series | Flat Panel Back Lit | SL-PBU2472-J-H | BHS-FLATP-2x4ft3CCT | 2x4 ft | 40/45/50W | AC120-277Vac | 3/4/5k, Tunable | 80 | 6000/6750/7500LM | 150lm/w | 0-10V | White/Metal | FALSE |  |  |  |  | FALSE |  | TRUE | 4.2 | TRUE | 15 |  | Recessed/Surface/Suspended | FALSE |  |  | ETL DLC Premium | 85 days | https://drive.google.com/file/d/1ZMfBqg34LqqYbi6vsNdZ9fLOwr69atYd/view?usp=drive_link | 5 Yr | 5000 | 26.2 |  |  | https://drive.google.com/file/d/1b6OYYk4De9cy8Y4UIbsMsIEcjtABkD2A/view?usp=sharing
LED Panel and Troffer Series | Flat Panel Back Lit | SL-PBU1440-J-H | BHS-FLATP-1x4ft3CCT | 1x4 ft | 21/25/30W | AC120-277Vac | 3/4/5k, Tunable | 80 | 3150/3750/4500LM | 150lm/w | 0-10V | White/Metal | TRUE | TRUE |  | TRUE | 1.6 | TRUE | 10 | TRUE | 4.2 | TRUE | 15 |  | Recessed/Surface/Suspended | FALSE |  |  | ETL DLC Premium | 85 days | https://drive.google.com/file/d/1ZMfBqg34LqqYbi6vsNdZ9fLOwr69atYd/view?usp=drive_link | 5 Yr | 5000 | 17.2 |  |  | https://drive.google.com/file/d/1b6OYYk4De9cy8Y4UIbsMsIEcjtABkD2A/view?usp=sharing
LED Panel and Troffer Series | Flat Panel Back Lit | SL-PBU1440-J-H | BHS-FLATP-1x4ft3CCT | 1x4 ft | 21/25/30W | AC120-277Vac | 3/4/5k, Tunable | 80 | 3150/3750/4500LM | 150lm/w | 0-10V | White/Metal | TRUE | TRUE |  | TRUE | 1.6 | TRUE | 10 | FALSE |  | TRUE | 15 |  | Recessed/Surface/Suspended | TRUE | 1.2 |  | ETL DLC Premium | 85 days | https://drive.google.com/file/d/1ZMfBqg34LqqYbi6vsNdZ9fLOwr69atYd/view?usp=drive_link | 5 Yr | 5000 | 17.2 |  |  | https://drive.google.com/file/d/1b6OYYk4De9cy8Y4UIbsMsIEcjtABkD2A/view?usp=sharing
LED Panel and Troffer Series | Flat Panel Back Lit | SL-PBU1440-J-H | BHS-FLATP-1x4ft3CCT | 1x4 ft | 21/25/30W | AC120-277Vac | 3/4/5k, Tunable | 80 | 3150/3750/4500LM | 150lm/w | 0-10V | White/Metal | FALSE |  |  |  |  | FALSE |  | FALSE |  | FALSE |  |  | Recessed/Surface/Suspended | TRUE | 1.2 |  | ETL DLC Premium | 85 days | https://drive.google.com/file/d/1ZMfBqg34LqqYbi6vsNdZ9fLOwr69atYd/view?usp=drive_link | 5 Yr | 5000 | 17.2 |  |  | https://drive.google.com/file/d/1b6OYYk4De9cy8Y4UIbsMsIEcjtABkD2A/view?usp=sharing
LED Panel and Troffer Series | Flat Panel Back Lit | SL-PBU1440-J-H | BHS-FLATP-1x4ft3CCT | 1x4 ft | 21/25/30W | AC120-277Vac | 3/4/5k, Tunable | 80 | 3150/3750/4500LM | 150lm/w | 0-10V | White/Metal | FALSE |  |  |  |  | FALSE |  | TRUE | 4.2 | FALSE |  |  | Recessed/Surface/Suspended | FALSE |  |  | ETL DLC Premium | 85 days | https://drive.google.com/file/d/1ZMfBqg34LqqYbi6vsNdZ9fLOwr69atYd/view?usp=drive_link | 5 Yr | 5000 | 17.2 |  |  | https://drive.google.com/file/d/1b6OYYk4De9cy8Y4UIbsMsIEcjtABkD2A/view?usp=sharing
LED Panel and Troffer Series | Flat Panel Back Lit | SL-PBU1440-J-H | BHS-FLATP-1x4ft3CCT | 1x4 ft | 21/25/30W | AC120-277Vac | 3/4/5k, Tunable | 80 | 3150/3750/4500LM | 150lm/w | 0-10V | White/Metal | TRUE | TRUE |  | TRUE | 1.6 | TRUE | 10 | TRUE | 4.2 | FALSE |  |  | Recessed/Surface/Suspended | FALSE |  |  | ETL DLC Premium | 85 days | https://drive.google.com/file/d/1ZMfBqg34LqqYbi6vsNdZ9fLOwr69atYd/view?usp=drive_link | 5 Yr | 5000 | 17.2 |  |  | https://drive.google.com/file/d/1b6OYYk4De9cy8Y4UIbsMsIEcjtABkD2A/view?usp=sharing
LED Panel and Troffer Series | Flat Panel Back Lit | SL-PBU1440-J-H | BHS-FLATP-1x4ft3CCT | 1x4 ft | 21/25/30W | AC120-277Vac | 3/4/5k, Tunable | 80 | 3150/3750/4500LM | 150lm/w | 0-10V | White/Metal | TRUE | TRUE |  | TRUE | 1.6 | TRUE | 10 | FALSE |  | FALSE |  |  | Recessed/Surface/Suspended | TRUE | 1.2 |  | ETL DLC Premium | 85 days | https://drive.google.com/file/d/1ZMfBqg34LqqYbi6vsNdZ9fLOwr69atYd/view?usp=drive_link | 5 Yr | 5000 | 17.2 |  |  | https://drive.google.com/file/d/1b6OYYk4De9cy8Y4UIbsMsIEcjtABkD2A/view?usp=sharing
LED Panel and Troffer Series | Flat Panel Back Lit | SL-PBU1440-J-H | BHS-FLATP-1x4ft3CCT | 1x4 ft | 21/25/30W | AC120-277Vac | 3/4/5k, Tunable | 80 | 3150/3750/4500LM | 150lm/w | 0-10V | White/Metal | FALSE |  |  |  |  | FALSE |  | FALSE |  | TRUE | 15 |  | Recessed/Surface/Suspended | TRUE | 1.2 |  | ETL DLC Premium | 85 days | https://drive.google.com/file/d/1ZMfBqg34LqqYbi6vsNdZ9fLOwr69atYd/view?usp=drive_link | 5 Yr | 5000 | 17.2 |  |  | https://drive.google.com/file/d/1b6OYYk4De9cy8Y4UIbsMsIEcjtABkD2A/view?usp=sharing
LED Panel and Troffer Series | Flat Panel Back Lit | SL-PBU1440-J-H | BHS-FLATP-1x4ft3CCT | 1x4 ft | 21/25/30W | AC120-277Vac | 3/4/5k, Tunable | 80 | 3150/3750/4500LM | 150lm/w | 0-10V | White/Metal | FALSE |  |  |  |  | FALSE |  | TRUE | 4.2 | TRUE | 15 |  | Recessed/Surface/Suspended | FALSE |  |  | ETL DLC Premium | 85 days | https://drive.google.com/file/d/1ZMfBqg34LqqYbi6vsNdZ9fLOwr69atYd/view?usp=drive_link | 5 Yr | 5000 | 17.2 |  |  | https://drive.google.com/file/d/1b6OYYk4De9cy8Y4UIbsMsIEcjtABkD2A/view?usp=sharing
LED Panel and Troffer Series | Flat Panel Back Lit | DM-BLP2240WT-3545K | BHD-FLATP-2x2ft5CCT | 2x2 ft | 20/25/30/35/40W selectable | AC120-277Vac | 3/3.5/4/5k, Tunable | 80 | 2900/3625/4350/5075/5800LM | 145lm/w | 0-10V | White/Metal | TRUE | TRUE |  | TRUE | 4.3 | TRUE | 9.8 |  |  | TRUE | 16 |  | Recessed/Surface/Suspended | FALSE |  |  | ETL DLC Premium | 85 days | https://drive.google.com/file/d/1LKvz-CnTznfMiLV8zRVJF5LrqoJYSM9t/view?usp=drive_link | 5 Yr | TBN |  | $17.90 (DDP) |  | https://drive.google.com/file/d/1Bxi8fsIhzDYHJpjOtj7NBl9cw9tkwpGJ/view?usp=sharing
LED Panel and Troffer Series | Flat Panel Back Lit | DM-BLP2240WT-3545K | BHD-FLATP-2x2ft5CCT | 2x2 ft | 20/25/30/35/40W selectable | AC120-277Vac | 3/3.5/4/5k, Tunable | 80 | 2900/3625/4350/5075/5800LM | 145lm/w | 0-10V | White/Metal | TRUE | TRUE |  | TRUE | 4.3 | TRUE | 9.8 |  |  | TRUE | 16 |  | Recessed/Surface/Suspended | TRUE | 1.4 |  | ETL DLC Premium | 85 days | https://drive.google.com/file/d/1LKvz-CnTznfMiLV8zRVJF5LrqoJYSM9t/view?usp=drive_link | 5 Yr | TBN |  | $17.90 (DDP) |  | https://drive.google.com/file/d/1Bxi8fsIhzDYHJpjOtj7NBl9cw9tkwpGJ/view?usp=sharing
LED Panel and Troffer Series | Flat Panel Back Lit | DM-BLP2240WT-3545K | BHD-FLATP-2x2ft5CCT | 2x2 ft | 20/25/30/35/40W selectable | AC120-277Vac | 3/3.5/4/5k, Tunable | 80 | 2900/3625/4350/5075/5800LM | 145lm/w | 0-10V | White/Metal | FALSE |  |  |  |  | TRUE | 9.8 |  |  | FALSE |  |  | Recessed/Surface/Suspended | TRUE | 1.4 |  | ETL DLC Premium | 85 days | https://drive.google.com/file/d/1LKvz-CnTznfMiLV8zRVJF5LrqoJYSM9t/view?usp=drive_link | 5 Yr | TBN |  | $17.90 (DDP) |  | https://drive.google.com/file/d/1Bxi8fsIhzDYHJpjOtj7NBl9cw9tkwpGJ/view?usp=sharing
LED Panel and Troffer Series | Flat Panel Back Lit | DM-BLP2240WT-3545K | BHD-FLATP-2x2ft5CCT | 2x2 ft | 20/25/30/35/40W selectable | AC120-277Vac | 3/3.5/4/5k, Tunable | 80 | 2900/3625/4350/5075/5800LM | 145lm/w | 0-10V | White/Metal | FALSE |  |  |  |  | TRUE | 9.8 |  |  | FALSE |  |  | Recessed/Surface/Suspended | FALSE |  |  | ETL DLC Premium | 85 days | https://drive.google.com/file/d/1LKvz-CnTznfMiLV8zRVJF5LrqoJYSM9t/view?usp=drive_link | 5 Yr | TBN |  | $17.90 (DDP) |  | https://drive.google.com/file/d/1Bxi8fsIhzDYHJpjOtj7NBl9cw9tkwpGJ/view?usp=sharing
LED Panel and Troffer Series | Flat Panel Back Lit | DM-BLP2240WT-3545K | BHD-FLATP-2x2ft5CCT | 2x2 ft | 20/25/30/35/40W selectable | AC120-277Vac | 3/3.5/4/5k, Tunable | 80 | 2900/3625/4350/5075/5800LM | 145lm/w | 0-10V | White/Metal | TRUE | TRUE |  | TRUE | 4.3 | TRUE | 9.8 |  |  | FALSE |  |  | Recessed/Surface/Suspended | FALSE |  |  | ETL DLC Premium | 85 days | https://drive.google.com/file/d/1LKvz-CnTznfMiLV8zRVJF5LrqoJYSM9t/view?usp=drive_link | 5 Yr | TBN |  | $17.90 (DDP) |  | https://drive.google.com/file/d/1Bxi8fsIhzDYHJpjOtj7NBl9cw9tkwpGJ/view?usp=sharing
LED Panel and Troffer Series | Flat Panel Back Lit | DM-BLP2240WT-3545K | BHD-FLATP-2x2ft5CCT | 2x2 ft | 20/25/30/35/40W selectable | AC120-277Vac | 3/3.5/4/5k, Tunable | 80 | 2900/3625/4350/5075/5800LM | 145lm/w | 0-10V | White/Metal | TRUE | TRUE |  | TRUE | 4.3 | TRUE | 9.8 |  |  | FALSE |  |  | Recessed/Surface/Suspended | TRUE | 1.4 |  | ETL DLC Premium | 85 days | https://drive.google.com/file/d/1LKvz-CnTznfMiLV8zRVJF5LrqoJYSM9t/view?usp=drive_link | 5 Yr | TBN |  | $17.90 (DDP) |  | https://drive.google.com/file/d/1Bxi8fsIhzDYHJpjOtj7NBl9cw9tkwpGJ/view?usp=sharing
LED Panel and Troffer Series | Flat Panel Back Lit | DM-BLP2240WT-3545K | BHD-FLATP-2x2ft5CCT | 2x2 ft | 20/25/30/35/40W selectable | AC120-277Vac | 3/3.5/4/5k, Tunable | 80 | 2900/3625/4350/5075/5800LM | 145lm/w | 0-10V | White/Metal | FALSE |  |  |  |  | TRUE | 9.8 |  |  | TRUE | 16 |  | Recessed/Surface/Suspended | TRUE | 1.4 |  | ETL DLC Premium | 85 days | https://drive.google.com/file/d/1LKvz-CnTznfMiLV8zRVJF5LrqoJYSM9t/view?usp=drive_link | 5 Yr | TBN |  | $17.90 (DDP) |  | https://drive.google.com/file/d/1Bxi8fsIhzDYHJpjOtj7NBl9cw9tkwpGJ/view?usp=sharing
LED Panel and Troffer Series | Flat Panel Back Lit | DM-BLP2240WT-3545K | BHD-FLATP-2x2ft5CCT | 2x2 ft | 20/25/30/35/40W selectable | AC120-277Vac | 3/3.5/4/5k, Tunable | 80 | 2900/3625/4350/5075/5800LM | 145lm/w | 0-10V | White/Metal | FALSE |  |  |  |  | TRUE | 9.8 |  |  | TRUE | 16 |  | Recessed/Surface/Suspended | FALSE |  |  | ETL DLC Premium | 85 days | https://drive.google.com/file/d/1LKvz-CnTznfMiLV8zRVJF5LrqoJYSM9t/view?usp=drive_link | 5 Yr | TBN |  | $17.90 (DDP) |  | https://drive.google.com/file/d/1Bxi8fsIhzDYHJpjOtj7NBl9cw9tkwpGJ/view?usp=sharing
LED Panel and Troffer Series | Flat Panel Back Lit | DM-BLP2450WT-3545K | BHD-FLATP-2x4ft5CCT | 2x4 ft | 25/30/35/40/50W selectable | AC120-277Vac | 3/3.5/4/5k, Tunable | 80 | 3625/4350/5075/5800/7975LM | 145lm/w | 0-10V | White/Metal | TRUE | TRUE |  | TRUE | 4.3 | TRUE | 9.8 |  |  | TRUE | 17 |  | Recessed/Surface/Suspended | FALSE |  |  | ETL DLC Premium | 85 days | https://drive.google.com/file/d/1LKvz-CnTznfMiLV8zRVJF5LrqoJYSM9t/view?usp=drive_link | 5 Yr | TBN |  | $24.90 (DDP) |  | https://drive.google.com/file/d/1Bxi8fsIhzDYHJpjOtj7NBl9cw9tkwpGJ/view?usp=sharing
LED Panel and Troffer Series | Flat Panel Back Lit | DM-BLP2450WT-3545K | BHD-FLATP-2x4ft5CCT | 2x4 ft | 25/30/35/40/50W selectable | AC120-277Vac | 3/3.5/4/5k, Tunable | 80 | 3625/4350/5075/5800/7975LM | 145lm/w | 0-10V | White/Metal | TRUE | TRUE |  | TRUE | 4.3 | TRUE | 9.8 |  |  | TRUE | 17 |  | Recessed/Surface/Suspended | TRUE | 1.4 |  | ETL DLC Premium | 85 days | https://drive.google.com/file/d/1LKvz-CnTznfMiLV8zRVJF5LrqoJYSM9t/view?usp=drive_link | 5 Yr | TBN |  | $24.90 (DDP) |  | https://drive.google.com/file/d/1Bxi8fsIhzDYHJpjOtj7NBl9cw9tkwpGJ/view?usp=sharing
LED Panel and Troffer Series | Flat Panel Back Lit | DM-BLP2450WT-3545K | BHD-FLATP-2x4ft5CCT | 2x4 ft | 25/30/35/40/50W selectable | AC120-277Vac | 3/3.5/4/5k, Tunable | 80 | 3625/4350/5075/5800/7975LM | 145lm/w | 0-10V | White/Metal | FALSE |  |  |  |  | TRUE | 9.8 |  |  | FALSE |  |  | Recessed/Surface/Suspended | TRUE | 1.4 |  | ETL DLC Premium | 85 days | https://drive.google.com/file/d/1LKvz-CnTznfMiLV8zRVJF5LrqoJYSM9t/view?usp=drive_link | 5 Yr | TBN |  | $24.90 (DDP) |  | https://drive.google.com/file/d/1Bxi8fsIhzDYHJpjOtj7NBl9cw9tkwpGJ/view?usp=sharing
LED Panel and Troffer Series | Flat Panel Back Lit | DM-BLP2450WT-3545K | BHD-FLATP-2x4ft5CCT | 2x4 ft | 25/30/35/40/50W selectable | AC120-277Vac | 3/3.5/4/5k, Tunable | 80 | 3625/4350/5075/5800/7975LM | 145lm/w | 0-10V | White/Metal | FALSE |  |  |  |  | TRUE | 9.8 |  |  | FALSE |  |  | Recessed/Surface/Suspended | FALSE |  |  | ETL DLC Premium | 85 days | https://drive.google.com/file/d/1LKvz-CnTznfMiLV8zRVJF5LrqoJYSM9t/view?usp=drive_link | 5 Yr | TBN |  | $24.90 (DDP) |  | https://drive.google.com/file/d/1Bxi8fsIhzDYHJpjOtj7NBl9cw9tkwpGJ/view?usp=sharing
LED Panel and Troffer Series | Flat Panel Back Lit | DM-BLP2450WT-3545K | BHD-FLATP-2x4ft5CCT | 2x4 ft | 25/30/35/40/50W selectable | AC120-277Vac | 3/3.5/4/5k, Tunable | 80 | 3625/4350/5075/5800/7975LM | 145lm/w | 0-10V | White/Metal | TRUE | TRUE |  | TRUE | 4.3 | TRUE | 9.8 |  |  | FALSE |  |  | Recessed/Surface/Suspended | FALSE |  |  | ETL DLC Premium | 85 days | https://drive.google.com/file/d/1LKvz-CnTznfMiLV8zRVJF5LrqoJYSM9t/view?usp=drive_link | 5 Yr | TBN |  | $24.90 (DDP) |  | https://drive.google.com/file/d/1Bxi8fsIhzDYHJpjOtj7NBl9cw9tkwpGJ/view?usp=sharing
LED Panel and Troffer Series | Flat Panel Back Lit | DM-BLP2450WT-3545K | BHD-FLATP-2x4ft5CCT | 2x4 ft | 25/30/35/40/50W selectable | AC120-277Vac | 3/3.5/4/5k, Tunable | 80 | 3625/4350/5075/5800/7975LM | 145lm/w | 0-10V | White/Metal | TRUE | TRUE |  | TRUE | 4.3 | TRUE | 9.8 |  |  | FALSE |  |  | Recessed/Surface/Suspended | TRUE | 1.4 |  | ETL DLC Premium | 85 days | https://drive.google.com/file/d/1LKvz-CnTznfMiLV8zRVJF5LrqoJYSM9t/view?usp=drive_link | 5 Yr | TBN |  | $24.90 (DDP) |  | https://drive.google.com/file/d/1Bxi8fsIhzDYHJpjOtj7NBl9cw9tkwpGJ/view?usp=sharing
LED Panel and Troffer Series | Flat Panel Back Lit | DM-BLP2450WT-3545K | BHD-FLATP-2x4ft5CCT | 2x4 ft | 25/30/35/40/50W selectable | AC120-277Vac | 3/3.5/4/5k, Tunable | 80 | 3625/4350/5075/5800/7975LM | 145lm/w | 0-10V | White/Metal | FALSE |  |  |  |  | TRUE | 9.8 |  |  | TRUE | 17 |  | Recessed/Surface/Suspended | TRUE | 1.4 |  | ETL DLC Premium | 85 days | https://drive.google.com/file/d/1LKvz-CnTznfMiLV8zRVJF5LrqoJYSM9t/view?usp=drive_link | 5 Yr | TBN |  | $24.90 (DDP) |  | https://drive.google.com/file/d/1Bxi8fsIhzDYHJpjOtj7NBl9cw9tkwpGJ/view?usp=sharing
LED Panel and Troffer Series | Flat Panel Back Lit | DM-BLP2450WT-3545K | BHD-FLATP-2x4ft5CCT | 2x4 ft | 25/30/35/40/50W selectable | AC120-277Vac | 3/3.5/4/5k, Tunable | 80 | 3625/4350/5075/5800/7975LM | 145lm/w | 0-10V | White/Metal | FALSE |  |  |  |  | TRUE | 9.8 |  |  | TRUE | 17 |  | Recessed/Surface/Suspended | FALSE |  |  | ETL DLC Premium | 85 days | https://drive.google.com/file/d/1LKvz-CnTznfMiLV8zRVJF5LrqoJYSM9t/view?usp=drive_link | 5 Yr | TBN |  | $24.90 (DDP) |  | https://drive.google.com/file/d/1Bxi8fsIhzDYHJpjOtj7NBl9cw9tkwpGJ/view?usp=sharing
LED Panel and Troffer Series | Flat Panel Back Lit | DM-BLP1440WT-3545K | BHD-FLATP-1x4ft5CCT | 1x4 ft | 20/25/30/35/40W selectable | AC120-277Vac | 3/3.5/4/5k, Tunable | 80 | 2900/3625/4350/5075/5800LM | 145lm/w | 0-10V | White/Metal | TRUE | TRUE |  | TRUE | 4.3 | TRUE | 9.8 |  |  | TRUE | 17 |  | Recessed/Surface/Suspended | FALSE |  |  | ETL DLC Premium | 85 days | https://drive.google.com/file/d/1LKvz-CnTznfMiLV8zRVJF5LrqoJYSM9t/view?usp=drive_link | 5 Yr | TBN |  | $24.90 (DDP) |  | https://drive.google.com/file/d/1Bxi8fsIhzDYHJpjOtj7NBl9cw9tkwpGJ/view?usp=sharing
LED Panel and Troffer Series | Flat Panel Back Lit | DM-BLP1440WT-3545K | BHD-FLATP-1x4ft5CCT | 1x4 ft | 20/25/30/35/40W selectable | AC120-277Vac | 3/3.5/4/5k, Tunable | 80 | 2900/3625/4350/5075/5800LM | 145lm/w | 0-10V | White/Metal | TRUE | TRUE |  | TRUE | 4.3 | TRUE | 9.8 |  |  | TRUE | 17 |  | Recessed/Surface/Suspended | TRUE | 1.4 |  | ETL DLC Premium | 85 days | https://drive.google.com/file/d/1LKvz-CnTznfMiLV8zRVJF5LrqoJYSM9t/view?usp=drive_link | 5 Yr | TBN |  | $24.90 (DDP) |  | https://drive.google.com/file/d/1Bxi8fsIhzDYHJpjOtj7NBl9cw9tkwpGJ/view?usp=sharing
LED Panel and Troffer Series | Flat Panel Back Lit | DM-BLP1440WT-3545K | BHD-FLATP-1x4ft5CCT | 1x4 ft | 20/25/30/35/40W selectable | AC120-277Vac | 3/3.5/4/5k, Tunable | 80 | 2900/3625/4350/5075/5800LM | 145lm/w | 0-10V | White/Metal | FALSE |  |  |  |  | TRUE | 9.8 |  |  | FALSE |  |  | Recessed/Surface/Suspended | TRUE | 1.4 |  | ETL DLC Premium | 85 days | https://drive.google.com/file/d/1LKvz-CnTznfMiLV8zRVJF5LrqoJYSM9t/view?usp=drive_link | 5 Yr | TBN |  | $24.90 (DDP) |  | https://drive.google.com/file/d/1Bxi8fsIhzDYHJpjOtj7NBl9cw9tkwpGJ/view?usp=sharing
LED Panel and Troffer Series | Flat Panel Back Lit | DM-BLP1440WT-3545K | BHD-FLATP-1x4ft5CCT | 1x4 ft | 20/25/30/35/40W selectable | AC120-277Vac | 3/3.5/4/5k, Tunable | 80 | 2900/3625/4350/5075/5800LM | 145lm/w | 0-10V | White/Metal | FALSE |  |  |  |  | TRUE | 9.8 |  |  | FALSE |  |  | Recessed/Surface/Suspended | FALSE |  |  | ETL DLC Premium | 85 days | https://drive.google.com/file/d/1LKvz-CnTznfMiLV8zRVJF5LrqoJYSM9t/view?usp=drive_link | 5 Yr | TBN |  | $24.90 (DDP) |  | https://drive.google.com/file/d/1Bxi8fsIhzDYHJpjOtj7NBl9cw9tkwpGJ/view?usp=sharing
LED Panel and Troffer Series | Flat Panel Back Lit | DM-BLP1440WT-3545K | BHD-FLATP-1x4ft5CCT | 1x4 ft | 20/25/30/35/40W selectable | AC120-277Vac | 3/3.5/4/5k, Tunable | 80 | 2900/3625/4350/5075/5800LM | 145lm/w | 0-10V | White/Metal | TRUE | TRUE |  | TRUE | 4.3 | TRUE | 9.8 |  |  | FALSE |  |  | Recessed/Surface/Suspended | FALSE |  |  | ETL DLC Premium | 85 days | https://drive.google.com/file/d/1LKvz-CnTznfMiLV8zRVJF5LrqoJYSM9t/view?usp=drive_link | 5 Yr | TBN |  | $24.90 (DDP) |  | https://drive.google.com/file/d/1Bxi8fsIhzDYHJpjOtj7NBl9cw9tkwpGJ/view?usp=sharing
LED Panel and Troffer Series | Flat Panel Back Lit | DM-BLP1440WT-3545K | BHD-FLATP-1x4ft5CCT | 1x4 ft | 20/25/30/35/40W selectable | AC120-277Vac | 3/3.5/4/5k, Tunable | 80 | 2900/3625/4350/5075/5800LM | 145lm/w | 0-10V | White/Metal | TRUE | TRUE |  | TRUE | 4.3 | TRUE | 9.8 |  |  | FALSE |  |  | Recessed/Surface/Suspended | TRUE | 1.4 |  | ETL DLC Premium | 85 days | https://drive.google.com/file/d/1LKvz-CnTznfMiLV8zRVJF5LrqoJYSM9t/view?usp=drive_link | 5 Yr | TBN |  | $24.90 (DDP) |  | https://drive.google.com/file/d/1Bxi8fsIhzDYHJpjOtj7NBl9cw9tkwpGJ/view?usp=sharing
LED Panel and Troffer Series | Flat Panel Back Lit | DM-BLP1440WT-3545K | BHD-FLATP-1x4ft5CCT | 1x4 ft | 20/25/30/35/40W selectable | AC120-277Vac | 3/3.5/4/5k, Tunable | 80 | 2900/3625/4350/5075/5800LM | 145lm/w | 0-10V | White/Metal | FALSE |  |  |  |  | TRUE | 9.8 |  |  | TRUE | 17 |  | Recessed/Surface/Suspended | TRUE | 1.4 |  | ETL DLC Premium | 85 days | https://drive.google.com/file/d/1LKvz-CnTznfMiLV8zRVJF5LrqoJYSM9t/view?usp=drive_link | 5 Yr | TBN |  | $24.90 (DDP) |  | https://drive.google.com/file/d/1Bxi8fsIhzDYHJpjOtj7NBl9cw9tkwpGJ/view?usp=sharing
LED Panel and Troffer Series | Flat Panel Back Lit | DM-BLP1440WT-3545K | BHD-FLATP-1x4ft5CCT | 1x4 ft | 20/25/30/35/40W selectable | AC120-277Vac | 3/3.5/4/5k, Tunable | 80 | 2900/3625/4350/5075/5800LM | 145lm/w | 0-10V | White/Metal | FALSE |  |  |  |  | TRUE | 9.8 |  |  | TRUE | 17 |  | Recessed/Surface/Suspended | FALSE |  |  | ETL DLC Premium | 85 days | https://drive.google.com/file/d/1LKvz-CnTznfMiLV8zRVJF5LrqoJYSM9t/view?usp=drive_link | 5 Yr | TBN |  | $24.90 (DDP) |  | https://drive.google.com/file/d/1Bxi8fsIhzDYHJpjOtj7NBl9cw9tkwpGJ/view?usp=sharing
LED Panel and Troffer Series | Flat Panel Back Lit | AL-LT-0606-40W-HDNA-TWTC | BHAL-FLATP-2x2ft5CCT | 2x2 ft | 40/36/30/25/20W | AC100-277V | 3.5/4.1/5k, Tunable | 82 | 5000/4500/3750/3125/2500LM | 125lm/w | FALSE | White/Metal | TRUE | TRUE |  | TRUE | 1 | TRUE | 1 |  |  | TRUE | 21.8 |  | Recessed/Surface/Suspended | FALSE |  |  | ETL DLC | 75 days | https://drive.google.com/file/d/1neVUKHD_-jXPawSMewitHIG6xzs6fg8l/view?usp=drive_link | 5 Yr | 2000 | $11.45 (Donguan) |  |  | https://drive.google.com/file/d/1FBrV7DrKhqbI7MOQEPgkOWyFhjSkZqTv/view?usp=sharing
LED Panel and Troffer Series | Flat Panel Back Lit | AL-LT-0606-40W-HDNA-TWTC | BHAL-FLATP-2x2ft5CCT | 2x2 ft | 40/36/30/25/20W | AC100-277V | 3.5/4.1/5k, Tunable | 82 | 5000/4500/3750/3125/2500LM | 125lm/w | FALSE | White/Metal | TRUE | TRUE |  | TRUE | 1 | TRUE | 1 |  |  | TRUE | 21.8 |  | Recessed/Surface/Suspended | TRUE | 1.5 |  | ETL DLC | 75 days | https://drive.google.com/file/d/1neVUKHD_-jXPawSMewitHIG6xzs6fg8l/view?usp=drive_link | 5 Yr | 2000 | $11.45 (Donguan) |  |  | https://drive.google.com/file/d/1FBrV7DrKhqbI7MOQEPgkOWyFhjSkZqTv/view?usp=sharing
LED Panel and Troffer Series | Flat Panel Back Lit | AL-LT-0606-40W-HDNA-TWTC | BHAL-FLATP-2x2ft5CCT | 2x2 ft | 40/36/30/25/20W | AC100-277V | 3.5/4.1/5k, Tunable | 82 | 5000/4500/3750/3125/2500LM | 125lm/w | FALSE | White/Metal | FALSE |  |  |  |  | TRUE | 1 |  |  | FALSE |  |  | Recessed/Surface/Suspended | TRUE | 1.5 |  | ETL DLC | 75 days | https://drive.google.com/file/d/1neVUKHD_-jXPawSMewitHIG6xzs6fg8l/view?usp=drive_link | 5 Yr | 2000 | $11.45 (Donguan) |  |  | https://drive.google.com/file/d/1FBrV7DrKhqbI7MOQEPgkOWyFhjSkZqTv/view?usp=sharing
LED Panel and Troffer Series | Flat Panel Back Lit | AL-LT-0606-40W-HDNA-TWTC | BHAL-FLATP-2x2ft5CCT | 2x2 ft | 40/36/30/25/20W | AC100-277V | 3.5/4.1/5k, Tunable | 82 | 5000/4500/3750/3125/2500LM | 125lm/w | FALSE | White/Metal | FALSE |  |  |  |  | TRUE | 1 |  |  | FALSE |  |  | Recessed/Surface/Suspended | FALSE |  |  | ETL DLC | 75 days | https://drive.google.com/file/d/1neVUKHD_-jXPawSMewitHIG6xzs6fg8l/view?usp=drive_link | 5 Yr | 2000 | $11.45 (Donguan) |  |  | https://drive.google.com/file/d/1FBrV7DrKhqbI7MOQEPgkOWyFhjSkZqTv/view?usp=sharing
LED Panel and Troffer Series | Flat Panel Back Lit | AL-LT-0606-40W-HDNA-TWTC | BHAL-FLATP-2x2ft5CCT | 2x2 ft | 40/36/30/25/20W | AC100-277V | 3.5/4.1/5k, Tunable | 82 | 5000/4500/3750/3125/2500LM | 125lm/w | FALSE | White/Metal | TRUE | TRUE |  | TRUE | 1 | TRUE | 1 |  |  | FALSE |  |  | Recessed/Surface/Suspended | FALSE |  |  | ETL DLC | 75 days | https://drive.google.com/file/d/1neVUKHD_-jXPawSMewitHIG6xzs6fg8l/view?usp=drive_link | 5 Yr | 2000 | $11.45 (Donguan) |  |  | https://drive.google.com/file/d/1FBrV7DrKhqbI7MOQEPgkOWyFhjSkZqTv/view?usp=sharing
LED Panel and Troffer Series | Flat Panel Back Lit | AL-LT-0606-40W-HDNA-TWTC | BHAL-FLATP-2x2ft5CCT | 2x2 ft | 40/36/30/25/20W | AC100-277V | 3.5/4.1/5k, Tunable | 82 | 5000/4500/3750/3125/2500LM | 125lm/w | FALSE | White/Metal | TRUE | TRUE |  | TRUE | 1 | TRUE | 1 |  |  | FALSE |  |  | Recessed/Surface/Suspended | TRUE | 1.5 |  | ETL DLC | 75 days | https://drive.google.com/file/d/1neVUKHD_-jXPawSMewitHIG6xzs6fg8l/view?usp=drive_link | 5 Yr | 2000 | $11.45 (Donguan) |  |  | https://drive.google.com/file/d/1FBrV7DrKhqbI7MOQEPgkOWyFhjSkZqTv/view?usp=sharing
LED Panel and Troffer Series | Flat Panel Back Lit | AL-LT-0606-40W-HDNA-TWTC | BHAL-FLATP-2x2ft5CCT | 2x2 ft | 40/36/30/25/20W | AC100-277V | 3.5/4.1/5k, Tunable | 82 | 5000/4500/3750/3125/2500LM | 125lm/w | FALSE | White/Metal | FALSE |  |  |  |  | TRUE | 1 |  |  | TRUE | 21.8 |  | Recessed/Surface/Suspended | TRUE | 1.5 |  | ETL DLC | 75 days | https://drive.google.com/file/d/1neVUKHD_-jXPawSMewitHIG6xzs6fg8l/view?usp=drive_link | 5 Yr | 2000 | $11.45 (Donguan) |  |  | https://drive.google.com/file/d/1FBrV7DrKhqbI7MOQEPgkOWyFhjSkZqTv/view?usp=sharing
LED Panel and Troffer Series | Flat Panel Back Lit | AL-LT-0606-40W-HDNA-TWTC | BHAL-FLATP-2x2ft5CCT | 2x2 ft | 40/36/30/25/20W | AC100-277V | 3.5/4.1/5k, Tunable | 82 | 5000/4500/3750/3125/2500LM | 125lm/w | FALSE | White/Metal | FALSE |  |  |  |  | TRUE | 1 |  |  | TRUE | 21.8 |  | Recessed/Surface/Suspended | FALSE |  |  | ETL DLC | 75 days | https://drive.google.com/file/d/1neVUKHD_-jXPawSMewitHIG6xzs6fg8l/view?usp=drive_link | 5 Yr | 2000 | $11.45 (Donguan) |  |  | https://drive.google.com/file/d/1FBrV7DrKhqbI7MOQEPgkOWyFhjSkZqTv/view?usp=sharing
LED Linear Series | LED Vapor Linear Light | SL-SFH-440L | BHS-VAPORPL-4ft3CCT | 4ft | 25/35/50W | AC100-277Vac | 3.5/4/5k (Tunable) | 80 | 3250/4550/6500LM | 130lm/w | 0-10v | White/Metal/Stanless Steel | FALSE | [8 empty] | TRUE | 15 |  | Surface/Suspension | FALSE |  |  | DLC UL | 85 days | https://drive.google.com/file/d/14nRbHDkiSx-ZdEgdZu0x2M_LPxGkA-vG/view?usp=drive_link | 5 year | 5000 | $38.00(DDP USA) |  |  | https://drive.google.com/file/d/1nkgSHD99CfFV_T4ldUXiR6I9vKfpv7ux/view?usp=sharing | IP65 and IK08
LED Linear Series | LED Vapor Linear Light | SL-SFH-440L | BHS-VAPORPL-4ft3CCT | 4ft | 25/35/50W | AC100-277Vac | 3.5/4/5k (Tunable) | 80 | 3250/4550/6500LM | 130lm/w | 0-10v | White/Metal/Stanless Steel | FALSE | [8 empty] | FALSE |  |  | Surface/Suspension | TRUE | 0.6 |  | DLC UL | 85 days | https://drive.google.com/file/d/14nRbHDkiSx-ZdEgdZu0x2M_LPxGkA-vG/view?usp=drive_link | 5 year | 5000 | $38.00(DDP USA) |  |  | https://drive.google.com/file/d/1nkgSHD99CfFV_T4ldUXiR6I9vKfpv7ux/view?usp=sharing | IP65 and IK08
LED Linear Series | LED Vapor Linear Light | SL-SFH-440L | BHS-VAPORPL-4ft3CCT | 4ft | 25/35/50W | AC100-277Vac | 3.5/4/5k (Tunable) | 80 | 3250/4550/6500LM | 130lm/w | 0-10v | White/Metal/Stanless Steel | TRUE | TRUE |  | TRUE | 1.6 | TRUE | 9.8 |  |  | TRUE | 15 |  | Surface/Suspension | TRUE | 0.6 |  | DLC UL | 85 days | https://drive.google.com/file/d/14nRbHDkiSx-ZdEgdZu0x2M_LPxGkA-vG/view?usp=drive_link | 5 year | 5000 | $38.00(DDP USA) |  |  | https://drive.google.com/file/d/1nkgSHD99CfFV_T4ldUXiR6I9vKfpv7ux/view?usp=sharing | IP65 and IK08
LED Linear Series | LED Vapor Linear Light | SL-SFH-440L | BHS-VAPORPL-4ft3CCT | 4ft | 25/35/50W | AC100-277Vac | 3.5/4/5k (Tunable) | 80 | 3250/4550/6500LM | 130lm/w | 0-10v | White/Metal/Stanless Steel | TRUE | TRUE |  | TRUE | 1.6 | TRUE | 9.8 |  |  | FALSE |  |  | Surface/Suspension | FALSE |  |  | DLC UL | 85 days | https://drive.google.com/file/d/14nRbHDkiSx-ZdEgdZu0x2M_LPxGkA-vG/view?usp=drive_link | 5 year | 5000 | $38.00(DDP USA) |  |  | https://drive.google.com/file/d/1nkgSHD99CfFV_T4ldUXiR6I9vKfpv7ux/view?usp=sharing | IP65 and IK08
LED Linear Series | LED Vapor Linear Light | SL-SFH-64W-8ft | BHS-VAPORPL-8ft64W | 8ft | 64W | AC100-277Vac | 3.5/4/5k (Tunable) | 80 | 8320lm | 130lm/w | 0-10v | White/Metal/Stanless Steel | FALSE | [8 empty] | TRUE | 15 |  | Surface/Suspension | FALSE |  |  | DLC UL | 85 days | https://drive.google.com/file/d/14nRbHDkiSx-ZdEgdZu0x2M_LPxGkA-vG/view?usp=drive_link | 5 year | 5000 | $78.00(DDP USA) |  |  | https://drive.google.com/file/d/1nkgSHD99CfFV_T4ldUXiR6I9vKfpv7ux/view?usp=sharing | IP65 and IK08
LED Linear Series | LED Vapor Linear Light | SL-SFH-64W-8ft | BHS-VAPORPL-8ft64W | 8ft | 64W | AC100-277Vac | 3.5/4/5k (Tunable) | 80 | 8320lm | 130lm/w | 0-10v | White/Metal/Stanless Steel | FALSE | [8 empty] | FALSE |  |  | Surface/Suspension | TRUE | 0.6 |  | DLC UL | 85 days | https://drive.google.com/file/d/14nRbHDkiSx-ZdEgdZu0x2M_LPxGkA-vG/view?usp=drive_link | 5 year | 5000 | $78.00(DDP USA) |  |  | https://drive.google.com/file/d/1nkgSHD99CfFV_T4ldUXiR6I9vKfpv7ux/view?usp=sharing | IP65 and IK08
LED Linear Series | LED Vapor Linear Light | SL-SFH-64W-8ft | BHS-VAPORPL-8ft64W | 8ft | 64W | AC100-277Vac | 3.5/4/5k (Tunable) | 80 | 8320lm | 130lm/w | 0-10v | White/Metal/Stanless Steel | TRUE | TRUE |  | TRUE | 1.6 | TRUE | 9.8 |  |  | TRUE | 15 |  | Surface/Suspension | TRUE | 0.6 |  | DLC UL | 85 days | https://drive.google.com/file/d/14nRbHDkiSx-ZdEgdZu0x2M_LPxGkA-vG/view?usp=drive_link | 5 year | 5000 | $78.00(DDP USA) |  |  | https://drive.google.com/file/d/1nkgSHD99CfFV_T4ldUXiR6I9vKfpv7ux/view?usp=sharing | IP65 and IK08
LED Linear Series | LED Vapor Linear Light | SL-SFH-64W-8ft | BHS-VAPORPL-8ft64W | 8ft | 64W | AC100-277Vac | 3.5/4/5k (Tunable) | 80 | 8320lm | 130lm/w | 0-10v | White/Metal/Stanless Steel | TRUE | TRUE |  | TRUE | 1.6 | TRUE | 9.8 |  |  | FALSE |  |  | Surface/Suspension | FALSE |  |  | DLC UL | 85 days | https://drive.google.com/file/d/14nRbHDkiSx-ZdEgdZu0x2M_LPxGkA-vG/view?usp=drive_link | 5 year | 5000 | $78.00(DDP USA) |  |  | https://drive.google.com/file/d/1nkgSHD99CfFV_T4ldUXiR6I9vKfpv7ux/view?usp=sharing | IP65 and IK08
LED Linear Series | LED Vapor Linear Light | SL-SFH-80W-8ft | BHS-VAPORPL-8ft80W | 8ft | 80W | AC100-277Vac | 3.5/4/5k (Tunable) | 80 | 10400lm | 130lm/w | 0-10v | White/Metal/Stanless Steel | FALSE | [8 empty] | TRUE | 15 |  | Surface/Suspension | FALSE |  |  | DLC UL | 85 days | https://drive.google.com/file/d/14nRbHDkiSx-ZdEgdZu0x2M_LPxGkA-vG/view?usp=drive_link | 5 year | 5000 | $78.00(DDP USA) |  |  | https://drive.google.com/file/d/1nkgSHD99CfFV_T4ldUXiR6I9vKfpv7ux/view?usp=sharing | IP65 and IK08
LED Linear Series | LED Vapor Linear Light | SL-SFH-80W-8ft | BHS-VAPORPL-8ft80W | 8ft | 80W | AC100-277Vac | 3.5/4/5k (Tunable) | 80 | 10400lm | 130lm/w | 0-10v | White/Metal/Stanless Steel | FALSE | [8 empty] | FALSE |  |  | Surface/Suspension | TRUE | 0.6 |  | DLC UL | 85 days | https://drive.google.com/file/d/14nRbHDkiSx-ZdEgdZu0x2M_LPxGkA-vG/view?usp=drive_link | 5 year | 5000 | $78.00(DDP USA) |  |  | https://drive.google.com/file/d/1nkgSHD99CfFV_T4ldUXiR6I9vKfpv7ux/view?usp=sharing | IP65 and IK08
LED Linear Series | LED Vapor Linear Light | SL-SFH-80W-8ft | BHS-VAPORPL-8ft80W | 8ft | 80W | AC100-277Vac | 3.5/4/5k (Tunable) | 80 | 10400lm | 130lm/w | 0-10v | White/Metal/Stanless Steel | TRUE | TRUE |  | TRUE | 1.6 | TRUE | 9.8 |  |  | TRUE | 15 |  | Surface/Suspension | TRUE | 0.6 |  | DLC UL | 85 days | https://drive.google.com/file/d/14nRbHDkiSx-ZdEgdZu0x2M_LPxGkA-vG/view?usp=drive_link | 5 year | 5000 | $78.00(DDP USA) |  |  | https://drive.google.com/file/d/1nkgSHD99CfFV_T4ldUXiR6I9vKfpv7ux/view?usp=sharing | IP65 and IK08
LED Linear Series | LED Vapor Linear Light | SL-SFH-80W-8ft | BHS-VAPORPL-8ft80W | 8ft | 80W | AC100-277Vac | 3.5/4/5k (Tunable) | 80 | 10400lm | 130lm/w | 0-10v | White/Metal/Stanless Steel | TRUE | TRUE |  | TRUE | 1.6 | TRUE | 9.8 |  |  | FALSE |  |  | Surface/Suspension | FALSE |  |  | DLC UL | 85 days | https://drive.google.com/file/d/14nRbHDkiSx-ZdEgdZu0x2M_LPxGkA-vG/view?usp=drive_link | 5 year | 5000 | $78.00(DDP USA) |  |  | https://drive.google.com/file/d/1nkgSHD99CfFV_T4ldUXiR6I9vKfpv7ux/view?usp=sharing | IP65 and IK08
LED Linear Series | LED Vapor Proof Linear Light | DM-VP4FT12/24/32W-354050K | BHD-VAPORPL-4ft3CCT | 4ft | 12W/24W/32W switchable | AC100-277Vac | 3.5/4/5k (Tunable) | 80 | 1920/3840/5120LM | 160lm/w | 0-10v | White/Metal/IP65 | TRUE | TRUE |  | TRUE | 4.3 | TRUE | 9.8 |  |  | TRUE | 15 |  | Surface/Suspension | FALSE |  |  | ETL DLC | 75 days | https://drive.google.com/file/d/1sfvU-AsHKzduog0ebgkylf5fx76wEQd1/view?usp=drive_link | 5 year | TBN | $24.50 (DDP) | $24.87(DDP) |  | https://drive.google.com/file/d/1DK8YwzXP-KZ8hsJbFALSEI8xWV2PUUrut0s/view?usp=sharing | IP65
LED Linear Series | LED Vapor Proof Linear Light | DM-VP4FT12/24/32W-354050K | BHD-VAPORPL-4ft3CCT | 4ft | 12W/24W/32W switchable | AC100-277Vac | 3.5/4/5k (Tunable) | 80 | 1920/3840/5120LM | 160lm/w | 0-10v | White/Metal/IP65 | TRUE | TRUE |  | TRUE | 4.3 | TRUE | 9.8 |  |  | TRUE | 15 |  | Surface/Suspension | TRUE |  |  | ETL DLC | 75 days | https://drive.google.com/file/d/1sfvU-AsHKzduog0ebgkylf5fx76wEQd1/view?usp=drive_link | 5 year | TBN | $24.50 (DDP) | $24.87(DDP) |  | https://drive.google.com/file/d/1DK8YwzXP-KZ8hsJbFALSEI8xWV2PUUrut0s/view?usp=sharing | IP65
LED Linear Series | LED Vapor Proof Linear Light | DM-VP4FT12/24/32W-354050K | BHD-VAPORPL-4ft3CCT | 4ft | 12W/24W/32W switchable | AC100-277Vac | 3.5/4/5k (Tunable) | 80 | 1920/3840/5120LM | 160lm/w | 0-10v | White/Metal/IP65 | FALSE | [8 empty] | FALSE |  |  | Surface/Suspension | TRUE |  |  | ETL DLC | 75 days | https://drive.google.com/file/d/1sfvU-AsHKzduog0ebgkylf5fx76wEQd1/view?usp=drive_link | 5 year | TBN | $24.50 (DDP) | $24.87(DDP) |  | https://drive.google.com/file/d/1DK8YwzXP-KZ8hsJbFALSEI8xWV2PUUrut0s/view?usp=sharing | IP65
LED Linear Series | LED Vapor Proof Linear Light | DM-VP4FT12/24/32W-354050K | BHD-VAPORPL-4ft3CCT | 4ft | 12W/24W/32W switchable | AC100-277Vac | 3.5/4/5k (Tunable) | 80 | 1920/3840/5120LM | 160lm/w | 0-10v | White/Metal/IP65 | FALSE | [8 empty] | FALSE |  |  | Surface/Suspension | FALSE |  |  | ETL DLC | 75 days | https://drive.google.com/file/d/1sfvU-AsHKzduog0ebgkylf5fx76wEQd1/view?usp=drive_link | 5 year | TBN | $24.50 (DDP) | $24.87(DDP) |  | https://drive.google.com/file/d/1DK8YwzXP-KZ8hsJbFALSEI8xWV2PUUrut0s/view?usp=sharing | IP65
LED Linear Series | LED Vapor Proof Linear Light | DM-VP4FT12/24/32W-354050K | BHD-VAPORPL-4ft3CCT | 4ft | 12W/24W/32W switchable | AC100-277Vac | 3.5/4/5k (Tunable) | 80 | 1920/3840/5120LM | 160lm/w | 0-10v | White/Metal/IP65 | TRUE | TRUE |  | TRUE | 4.3 | TRUE | 9.8 |  |  | FALSE |  |  | Surface/Suspension | FALSE |  |  | ETL DLC | 75 days | https://drive.google.com/file/d/1sfvU-AsHKzduog0ebgkylf5fx76wEQd1/view?usp=drive_link | 5 year | TBN | $24.50 (DDP) | $24.87(DDP) |  | https://drive.google.com/file/d/1DK8YwzXP-KZ8hsJbFALSEI8xWV2PUUrut0s/view?usp=sharing | IP65
LED Linear Series | LED Vapor Proof Linear Light | DM-VP4FT12/24/32W-354050K | BHD-VAPORPL-4ft3CCT | 4ft | 12W/24W/32W switchable | AC100-277Vac | 3.5/4/5k (Tunable) | 80 | 1920/3840/5120LM | 160lm/w | 0-10v | White/Metal/IP65 | TRUE | TRUE |  | TRUE | 4.3 | TRUE | 9.8 |  |  | FALSE |  |  | Surface/Suspension | TRUE |  |  | ETL DLC | 75 days | https://drive.google.com/file/d/1sfvU-AsHKzduog0ebgkylf5fx76wEQd1/view?usp=drive_link | 5 year | TBN | $24.50 (DDP) | $24.87(DDP) |  | https://drive.google.com/file/d/1DK8YwzXP-KZ8hsJbFALSEI8xWV2PUUrut0s/view?usp=sharing | IP65
LED Linear Series | LED Vapor Proof Linear Light | DM-VP4FT12/24/32W-354050K | BHD-VAPORPL-4ft3CCT | 4ft | 12W/24W/32W switchable | AC100-277Vac | 3.5/4/5k (Tunable) | 80 | 1920/3840/5120LM | 160lm/w | 0-10v | White/Metal/IP65 | FALSE | [8 empty] | TRUE | 15 |  | Surface/Suspension | TRUE |  |  | ETL DLC | 75 days | https://drive.google.com/file/d/1sfvU-AsHKzduog0ebgkylf5fx76wEQd1/view?usp=drive_link | 5 year | TBN | $24.50 (DDP) | $24.87(DDP) |  | https://drive.google.com/file/d/1DK8YwzXP-KZ8hsJbFALSEI8xWV2PUUrut0s/view?usp=sharing | IP65
LED Linear Series | LED Vapor Proof Linear Light | DM-VP4FT12/24/32W-354050K | BHD-VAPORPL-4ft3CCT | 4ft | 12W/24W/32W switchable | AC100-277Vac | 3.5/4/5k (Tunable) | 80 | 1920/3840/5120LM | 160lm/w | 0-10v | White/Metal/IP65 | FALSE | [8 empty] | TRUE | 15 |  | Surface/Suspension | FALSE |  |  | ETL DLC | 75 days | https://drive.google.com/file/d/1sfvU-AsHKzduog0ebgkylf5fx76wEQd1/view?usp=drive_link | 5 year | TBN | $24.50 (DDP) | $24.87(DDP) |  | https://drive.google.com/file/d/1DK8YwzXP-KZ8hsJbFALSEI8xWV2PUUrut0s/view?usp=sharing | IP65
LED Linear Series | LED Vapor Proof Linear Light | DM-VP8FT24/40/55W-354050K | BHD-VAPORPL-8ft3CCT | 8ft | 24W/40W/55W switchable | AC100-277Vac | 3.5/4/5k (Tunable) | 80 | 3840/6400/8800LM | 160lm/w | 0-10v | White/Metal/IP65 | TRUE | TRUE |  | TRUE | 4.3 |  |  |  |  | TRUE | 15 |  | Surface/Suspension | FALSE |  |  | ETL DLC | 75 days | https://drive.google.com/file/d/1sfvU-AsHKzduog0ebgkylf5fx76wEQd1/view?usp=drive_link | 5 year | TBN | $35.50 (DDP) | $35.95(DDP) |  | https://drive.google.com/file/d/1DK8YwzXP-KZ8hsJbFALSEI8xWV2PUUrut0s/view?usp=sharing | IP65
LED Linear Series | LED Vapor Proof Linear Light | DM-VP8FT24/40/55W-354050K | BHD-VAPORPL-8ft3CCT | 8ft | 24W/40W/55W switchable | AC100-277Vac | 3.5/4/5k (Tunable) | 80 | 3840/6400/8800LM | 160lm/w | 0-10v | White/Metal/IP65 | TRUE | TRUE |  | TRUE | 4.3 | TRUE | 9.8 |  |  | TRUE | 15 |  | Surface/Suspension | TRUE |  |  | ETL DLC | 75 days | https://drive.google.com/file/d/1sfvU-AsHKzduog0ebgkylf5fx76wEQd1/view?usp=drive_link | 5 year | TBN | $35.50 (DDP) | $35.95(DDP) |  | https://drive.google.com/file/d/1DK8YwzXP-KZ8hsJbFALSEI8xWV2PUUrut0s/view?usp=sharing | IP65
LED Linear Series | LED Vapor Proof Linear Light | DM-VP8FT24/40/55W-354050K | BHD-VAPORPL-8ft3CCT | 8ft | 24W/40W/55W switchable | AC100-277Vac | 3.5/4/5k (Tunable) | 80 | 3840/6400/8800LM | 160lm/w | 0-10v | White/Metal/IP65 | FALSE |  |  |  |  | TRUE | 9.8 |  |  | FALSE |  |  | Surface/Suspension | TRUE |  |  | ETL DLC | 75 days | https://drive.google.com/file/d/1sfvU-AsHKzduog0ebgkylf5fx76wEQd1/view?usp=drive_link | 5 year | TBN | $35.50 (DDP) | $35.95(DDP) |  | https://drive.google.com/file/d/1DK8YwzXP-KZ8hsJbFALSEI8xWV2PUUrut0s/view?usp=sharing | IP65
LED Linear Series | LED Vapor Proof Linear Light | DM-VP8FT24/40/55W-354050K | BHD-VAPORPL-8ft3CCT | 8ft | 24W/40W/55W switchable | AC100-277Vac | 3.5/4/5k (Tunable) | 80 | 3840/6400/8800LM | 160lm/w | 0-10v | White/Metal/IP65 | FALSE |  |  |  |  | TRUE | 9.8 |  |  | FALSE |  |  | Surface/Suspension | FALSE |  |  | ETL DLC | 75 days | https://drive.google.com/file/d/1sfvU-AsHKzduog0ebgkylf5fx76wEQd1/view?usp=drive_link | 5 year | TBN | $35.50 (DDP) | $35.95(DDP) |  | https://drive.google.com/file/d/1DK8YwzXP-KZ8hsJbFALSEI8xWV2PUUrut0s/view?usp=sharing | IP65
LED Linear Series | LED Vapor Proof Linear Light | DM-VP8FT24/40/55W-354050K | BHD-VAPORPL-8ft3CCT | 8ft | 24W/40W/55W switchable | AC100-277Vac | 3.5/4/5k (Tunable) | 80 | 3840/6400/8800LM | 160lm/w | 0-10v | White/Metal/IP65 | TRUE | TRUE |  | TRUE | 4.3 | TRUE | 9.8 |  |  | FALSE |  |  | Surface/Suspension | FALSE |  |  | ETL DLC | 75 days | https://drive.google.com/file/d/1sfvU-AsHKzduog0ebgkylf5fx76wEQd1/view?usp=drive_link | 5 year | TBN | $35.50 (DDP) | $35.95(DDP) |  | https://drive.google.com/file/d/1DK8YwzXP-KZ8hsJbFALSEI8xWV2PUUrut0s/view?usp=sharing | IP65
LED Linear Series | LED Vapor Proof Linear Light | DM-VP8FT24/40/55W-354050K | BHD-VAPORPL-8ft3CCT | 8ft | 24W/40W/55W switchable | AC100-277Vac | 3.5/4/5k (Tunable) | 80 | 3840/6400/8800LM | 160lm/w | 0-10v | White/Metal/IP65 | TRUE | TRUE |  | TRUE | 4.3 |  |  |  |  | FALSE |  |  | Surface/Suspension | TRUE |  |  | ETL DLC | 75 days | https://drive.google.com/file/d/1sfvU-AsHKzduog0ebgkylf5fx76wEQd1/view?usp=drive_link | 5 year | TBN | $35.50 (DDP) | $35.95(DDP) |  | https://drive.google.com/file/d/1DK8YwzXP-KZ8hsJbFALSEI8xWV2PUUrut0s/view?usp=sharing | IP65
LED Linear Series | LED Vapor Proof Linear Light | DM-VP8FT24/40/55W-354050K | BHD-VAPORPL-8ft3CCT | 8ft | 24W/40W/55W switchable | AC100-277Vac | 3.5/4/5k (Tunable) | 80 | 3840/6400/8800LM | 160lm/w | 0-10v | White/Metal/IP65 | FALSE | [8 empty] | TRUE | 15 |  | Surface/Suspension | TRUE |  |  | ETL DLC | 75 days | https://drive.google.com/file/d/1sfvU-AsHKzduog0ebgkylf5fx76wEQd1/view?usp=drive_link | 5 year | TBN | $35.50 (DDP) | $35.95(DDP) |  | https://drive.google.com/file/d/1DK8YwzXP-KZ8hsJbFALSEI8xWV2PUUrut0s/view?usp=sharing | IP65
LED Linear Series | LED Vapor Proof Linear Light | DM-VP8FT24/40/55W-354050K | BHD-VAPORPL-8ft3CCT | 8ft | 24W/40W/55W switchable | AC100-277Vac | 3.5/4/5k (Tunable) | 80 | 3840/6400/8800LM | 160lm/w | 0-10v | White/Metal/IP65 | FALSE | [8 empty] | TRUE | 15 |  | Surface/Suspension | FALSE |  |  | ETL DLC | 75 days | https://drive.google.com/file/d/1sfvU-AsHKzduog0ebgkylf5fx76wEQd1/view?usp=drive_link | 5 year | TBN | $35.50 (DDP) | $35.95(DDP) |  | https://drive.google.com/file/d/1DK8YwzXP-KZ8hsJbFALSEI8xWV2PUUrut0s/view?usp=sharing | IP65
LED Linear Series | LED Vapor Proof Linear Light | DM-VP2FT25WT-3545k | BHD-VAPORPL-2ft3CCT | 2ft | 15W/20W/25W switchable | AC100-277Vac | 3.5/4/5k (Tunable) | 80 | 2250/3000/3750LM | 150lm/w | 0-10v | White/Metal/IP65 | TRUE | TRUE |  | TRUE | 4.3 |  |  |  |  | TRUE | 15 |  | Surface/Suspension/Continious | FALSE |  |  | ETL DLC | 75 days | https://drive.google.com/file/d/1ibv2olG-FT8fVuh8-B7eLBndRnacgGar/view?usp=drive_link | 5 year | TBN | $17.35 (DDP) | $18.11 (DDP) |  | https://drive.google.com/file/d/1DK8YwzXP-KZ8hsJbFALSEI8xWV2PUUrut0s/view?usp=sharing | IP65
LED Linear Series | LED Vapor Proof Linear Light | DM-VP2FT25WT-3545k | BHD-VAPORPL-2ft3CCT | 2ft | 15W/20W/25W switchable | AC100-277Vac | 3.5/4/5k (Tunable) | 80 | 2250/3000/3750LM | 150lm/w | 0-10v | White/Metal/IP65 | TRUE | TRUE |  | TRUE | 4.3 | TRUE | 9.8 |  |  | TRUE | 15 |  | Surface/Suspension/Continious | TRUE |  |  | ETL DLC | 75 days | https://drive.google.com/file/d/1ibv2olG-FT8fVuh8-B7eLBndRnacgGar/view?usp=drive_link | 5 year | TBN | $17.35 (DDP) | $18.11 (DDP) |  | https://drive.google.com/file/d/1DK8YwzXP-KZ8hsJbFALSEI8xWV2PUUrut0s/view?usp=sharing | IP65
LED Linear Series | LED Vapor Proof Linear Light | DM-VP2FT25WT-3545k | BHD-VAPORPL-2ft3CCT | 2ft | 15W/20W/25W switchable | AC100-277Vac | 3.5/4/5k (Tunable) | 80 | 2250/3000/3750LM | 150lm/w | 0-10v | White/Metal/IP65 | FALSE |  |  |  |  | TRUE | 9.8 |  |  | FALSE |  |  | Surface/Suspension/Continious | TRUE |  |  | ETL DLC | 75 days | https://drive.google.com/file/d/1ibv2olG-FT8fVuh8-B7eLBndRnacgGar/view?usp=drive_link | 5 year | TBN | $17.35 (DDP) | $18.11 (DDP) |  | https://drive.google.com/file/d/1DK8YwzXP-KZ8hsJbFALSEI8xWV2PUUrut0s/view?usp=sharing | IP65
LED Linear Series | LED Vapor Proof Linear Light | DM-VP2FT25WT-3545k | BHD-VAPORPL-2ft3CCT | 2ft | 15W/20W/25W switchable | AC100-277Vac | 3.5/4/5k (Tunable) | 80 | 2250/3000/3750LM | 150lm/w | 0-10v | White/Metal/IP65 | FALSE |  |  |  |  | TRUE | 9.8 |  |  | FALSE |  |  | Surface/Suspension/Continious | FALSE |  |  | ETL DLC | 75 days | https://drive.google.com/file/d/1ibv2olG-FT8fVuh8-B7eLBndRnacgGar/view?usp=drive_link | 5 year | TBN | $17.35 (DDP) | $18.11 (DDP) |  | https://drive.google.com/file/d/1DK8YwzXP-KZ8hsJbFALSEI8xWV2PUUrut0s/view?usp=sharing | IP65
LED Linear Series | LED Vapor Proof Linear Light | DM-VP2FT25WT-3545k | BHD-VAPORPL-2ft3CCT | 2ft | 15W/20W/25W switchable | AC100-277Vac | 3.5/4/5k (Tunable) | 80 | 2250/3000/3750LM | 150lm/w | 0-10v | White/Metal/IP65 | TRUE | TRUE |  | TRUE | 4.3 | TRUE | 9.8 |  |  | FALSE |  |  | Surface/Suspension/Continious | FALSE |  |  | ETL DLC | 75 days | https://drive.google.com/file/d/1ibv2olG-FT8fVuh8-B7eLBndRnacgGar/view?usp=drive_link | 5 year | TBN | $17.35 (DDP) | $18.11 (DDP) |  | https://drive.google.com/file/d/1DK8YwzXP-KZ8hsJbFALSEI8xWV2PUUrut0s/view?usp=sharing | IP65
LED Linear Series | LED Vapor Proof Linear Light | DM-VP2FT25WT-3545k | BHD-VAPORPL-2ft3CCT | 2ft | 15W/20W/25W switchable | AC100-277Vac | 3.5/4/5k (Tunable) | 80 | 2250/3000/3750LM | 150lm/w | 0-10v | White/Metal/IP65 | TRUE | TRUE |  | TRUE | 4.3 |  |  |  |  | FALSE |  |  | Surface/Suspension/Continious | TRUE |  |  | ETL DLC | 75 days | https://drive.google.com/file/d/1ibv2olG-FT8fVuh8-B7eLBndRnacgGar/view?usp=drive_link | 5 year | TBN | $17.35 (DDP) | $18.11 (DDP) |  | https://drive.google.com/file/d/1DK8YwzXP-KZ8hsJbFALSEI8xWV2PUUrut0s/view?usp=sharing | IP65
LED Linear Series | LED Vapor Proof Linear Light | DM-VP2FT25WT-3545k | BHD-VAPORPL-2ft3CCT | 2ft | 15W/20W/25W switchable | AC100-277Vac | 3.5/4/5k (Tunable) | 80 | 2250/3000/3750LM | 150lm/w | 0-10v | White/Metal/IP65 | FALSE | [8 empty] | TRUE | 15 |  | Surface/Suspension/Continious | TRUE |  |  | ETL DLC | 75 days | https://drive.google.com/file/d/1ibv2olG-FT8fVuh8-B7eLBndRnacgGar/view?usp=drive_link | 5 year | TBN | $17.35 (DDP) | $18.11 (DDP) |  | https://drive.google.com/file/d/1DK8YwzXP-KZ8hsJbFALSEI8xWV2PUUrut0s/view?usp=sharing | IP65
LED Linear Series | LED Vapor Proof Linear Light | DM-VP2FT25WT-3545k | BHD-VAPORPL-2ft3CCT | 2ft | 15W/20W/25W switchable | AC100-277Vac | 3.5/4/5k (Tunable) | 80 | 2250/3000/3750LM | 150lm/w | 0-10v | White/Metal/IP65 | FALSE | [8 empty] | TRUE | 15 |  | Surface/Suspension/Continious | FALSE |  |  | ETL DLC | 75 days | https://drive.google.com/file/d/1ibv2olG-FT8fVuh8-B7eLBndRnacgGar/view?usp=drive_link | 5 year | TBN | $17.35 (DDP) | $18.11 (DDP) |  | https://drive.google.com/file/d/1DK8YwzXP-KZ8hsJbFALSEI8xWV2PUUrut0s/view?usp=sharing | IP65
LED Linear Series | LED Vapor Proof Linear Light | DM-VP4FT45WT-3545k | BHD-VAPORPL-4ft3CCT | 4ft | 25W/35W/45W switchable | AC100-277Vac | 3.5/4/5k (Tunable) | 80 | 3750/5250/6750LM | 150lm/w | 0-10v | White/Metal/IP65 | TRUE | TRUE |  | TRUE | 4.3 |  |  |  |  | TRUE | 15 |  | Surface/Suspension/Continious | FALSE |  |  | ETL DLC | 75 days | https://drive.google.com/file/d/1ibv2olG-FT8fVuh8-B7eLBndRnacgGar/view?usp=drive_link | 5 year | TBN | $26.48 (DDP) | $27.32 (DDP) |  | https://drive.google.com/file/d/1DK8YwzXP-KZ8hsJbFALSEI8xWV2PUUrut0s/view?usp=sharing | IP65
LED Linear Series | LED Vapor Proof Linear Light | DM-VP4FT45WT-3545k | BHD-VAPORPL-4ft3CCT | 4ft | 25W/35W/45W switchable | AC100-277Vac | 3.5/4/5k (Tunable) | 80 | 3750/5250/6750LM | 150lm/w | 0-10v | White/Metal/IP65 | TRUE | TRUE |  | TRUE | 4.3 | TRUE | 9.8 |  |  | TRUE | 15 |  | Surface/Suspension/Continious | TRUE |  |  | ETL DLC | 75 days | https://drive.google.com/file/d/1ibv2olG-FT8fVuh8-B7eLBndRnacgGar/view?usp=drive_link | 5 year | TBN | $26.48 (DDP) | $27.32 (DDP) |  | https://drive.google.com/file/d/1DK8YwzXP-KZ8hsJbFALSEI8xWV2PUUrut0s/view?usp=sharing | IP65
LED Linear Series | LED Vapor Proof Linear Light | DM-VP4FT45WT-3545k | BHD-VAPORPL-4ft3CCT | 4ft | 25W/35W/45W switchable | AC100-277Vac | 3.5/4/5k (Tunable) | 80 | 3750/5250/6750LM | 150lm/w | 0-10v | White/Metal/IP65 | FALSE |  |  |  |  | TRUE | 9.8 |  |  | FALSE |  |  | Surface/Suspension/Continious | TRUE |  |  | ETL DLC | 75 days | https://drive.google.com/file/d/1ibv2olG-FT8fVuh8-B7eLBndRnacgGar/view?usp=drive_link | 5 year | TBN | $26.48 (DDP) | $27.32 (DDP) |  | https://drive.google.com/file/d/1DK8YwzXP-KZ8hsJbFALSEI8xWV2PUUrut0s/view?usp=sharing | IP65
LED Linear Series | LED Vapor Proof Linear Light | DM-VP4FT45WT-3545k | BHD-VAPORPL-4ft3CCT | 4ft | 25W/35W/45W switchable | AC100-277Vac | 3.5/4/5k (Tunable) | 80 | 3750/5250/6750LM | 150lm/w | 0-10v | White/Metal/IP65 | FALSE |  |  |  |  | TRUE | 9.8 |  |  | FALSE |  |  | Surface/Suspension/Continious | FALSE |  |  | ETL DLC | 75 days | https://drive.google.com/file/d/1ibv2olG-FT8fVuh8-B7eLBndRnacgGar/view?usp=drive_link | 5 year | TBN | $26.48 (DDP) | $27.32 (DDP) |  | https://drive.google.com/file/d/1DK8YwzXP-KZ8hsJbFALSEI8xWV2PUUrut0s/view?usp=sharing | IP65
LED Linear Series | LED Vapor Proof Linear Light | DM-VP4FT45WT-3545k | BHD-VAPORPL-4ft3CCT | 4ft | 25W/35W/45W switchable | AC100-277Vac | 3.5/4/5k (Tunable) | 80 | 3750/5250/6750LM | 150lm/w | 0-10v | White/Metal/IP65 | TRUE | TRUE |  | TRUE | 4.3 | TRUE | 9.8 |  |  | FALSE |  |  | Surface/Suspension/Continious | FALSE |  |  | ETL DLC | 75 days | https://drive.google.com/file/d/1ibv2olG-FT8fVuh8-B7eLBndRnacgGar/view?usp=drive_link | 5 year | TBN | $26.48 (DDP) | $27.32 (DDP) |  | https://drive.google.com/file/d/1DK8YwzXP-KZ8hsJbFALSEI8xWV2PUUrut0s/view?usp=sharing | IP65
LED Linear Series | LED Vapor Proof Linear Light | DM-VP4FT45WT-3545k | BHD-VAPORPL-4ft3CCT | 4ft | 25W/35W/45W switchable | AC100-277Vac | 3.5/4/5k (Tunable) | 80 | 3750/5250/6750LM | 150lm/w | 0-10v | White/Metal/IP65 | TRUE | TRUE |  | TRUE | 4.3 |  |  |  |  | FALSE |  |  | Surface/Suspension/Continious | TRUE |  |  | ETL DLC | 75 days | https://drive.google.com/file/d/1ibv2olG-FT8fVuh8-B7eLBndRnacgGar/view?usp=drive_link | 5 year | TBN | $26.48 (DDP) | $27.32 (DDP) |  | https://drive.google.com/file/d/1DK8YwzXP-KZ8hsJbFALSEI8xWV2PUUrut0s/view?usp=sharing | IP65
LED Linear Series | LED Vapor Proof Linear Light | DM-VP4FT45WT-3545k | BHD-VAPORPL-4ft3CCT | 4ft | 25W/35W/45W switchable | AC100-277Vac | 3.5/4/5k (Tunable) | 80 | 3750/5250/6750LM | 150lm/w | 0-10v | White/Metal/IP65 | FALSE | [8 empty] | TRUE | 15 |  | Surface/Suspension/Continious | TRUE |  |  | ETL DLC | 75 days | https://drive.google.com/file/d/1ibv2olG-FT8fVuh8-B7eLBndRnacgGar/view?usp=drive_link | 5 year | TBN | $26.48 (DDP) | $27.32 (DDP) |  | https://drive.google.com/file/d/1DK8YwzXP-KZ8hsJbFALSEI8xWV2PUUrut0s/view?usp=sharing | IP65
LED Linear Series | LED Vapor Proof Linear Light | DM-VP4FT45WT-3545k | BHD-VAPORPL-4ft3CCT | 4ft | 25W/35W/45W switchable | AC100-277Vac | 3.5/4/5k (Tunable) | 80 | 3750/5250/6750LM | 150lm/w | 0-10v | White/Metal/IP65 | FALSE | [8 empty] | TRUE | 15 |  | Surface/Suspension/Continious | FALSE |  |  | ETL DLC | 75 days | https://drive.google.com/file/d/1ibv2olG-FT8fVuh8-B7eLBndRnacgGar/view?usp=drive_link | 5 year | TBN | $26.48 (DDP) | $27.32 (DDP) |  | https://drive.google.com/file/d/1DK8YwzXP-KZ8hsJbFALSEI8xWV2PUUrut0s/view?usp=sharing | IP65
LED Linear Series | LED Vapor Proof Linear Light | DM-VP8FT80WT-3545k | BHD-VAPORPL-8ft3CCT | 8ft | 50W/65W/80W switchable | AC100-277Vac | 3.5/4/5k (Tunable) | 80 | 7500/9750/12000LM | 150lm/w | 0-10v | White/Metal/IP65 | TRUE | TRUE |  | TRUE | 4.3 |  |  |  |  | TRUE | 15 |  | Surface/Suspension/Continious | FALSE |  |  | ETL DLC | 75 days | https://drive.google.com/file/d/1ibv2olG-FT8fVuh8-B7eLBndRnacgGar/view?usp=drive_link | 5 year | TBN | $53.71 (DDP) | $55.43 (DDP) |  | https://drive.google.com/file/d/1DK8YwzXP-KZ8hsJbFALSEI8xWV2PUUrut0s/view?usp=sharing | IP65
LED Linear Series | LED Vapor Proof Linear Light | DM-VP8FT80WT-3545k | BHD-VAPORPL-8ft3CCT | 8ft | 50W/65W/80W switchable | AC100-277Vac | 3.5/4/5k (Tunable) | 80 | 7500/9750/12000LM | 150lm/w | 0-10v | White/Metal/IP65 | TRUE | TRUE |  | TRUE | 4.3 | TRUE | 9.8 |  |  | TRUE | 15 |  | Surface/Suspension/Continious | TRUE |  |  | ETL DLC | 75 days | https://drive.google.com/file/d/1ibv2olG-FT8fVuh8-B7eLBndRnacgGar/view?usp=drive_link | 5 year | TBN | $53.71 (DDP) | $55.43 (DDP) |  | https://drive.google.com/file/d/1DK8YwzXP-KZ8hsJbFALSEI8xWV2PUUrut0s/view?usp=sharing | IP65
LED Linear Series | LED Vapor Proof Linear Light | DM-VP8FT80WT-3545k | BHD-VAPORPL-8ft3CCT | 8ft | 50W/65W/80W switchable | AC100-277Vac | 3.5/4/5k (Tunable) | 80 | 7500/9750/12000LM | 150lm/w | 0-10v | White/Metal/IP65 | FALSE |  |  |  |  | TRUE | 9.8 |  |  | FALSE |  |  | Surface/Suspension/Continious | TRUE |  |  | ETL DLC | 75 days | https://drive.google.com/file/d/1ibv2olG-FT8fVuh8-B7eLBndRnacgGar/view?usp=drive_link | 5 year | TBN | $53.71 (DDP) | $55.43 (DDP) |  | https://drive.google.com/file/d/1DK8YwzXP-KZ8hsJbFALSEI8xWV2PUUrut0s/view?usp=sharing | IP65
LED Linear Series | LED Vapor Proof Linear Light | DM-VP8FT80WT-3545k | BHD-VAPORPL-8ft3CCT | 8ft | 50W/65W/80W switchable | AC100-277Vac | 3.5/4/5k (Tunable) | 80 | 7500/9750/12000LM | 150lm/w | 0-10v | White/Metal/IP65 | FALSE |  |  |  |  | TRUE | 9.8 |  |  | FALSE |  |  | Surface/Suspension/Continious | FALSE |  |  | ETL DLC | 75 days | https://drive.google.com/file/d/1ibv2olG-FT8fVuh8-B7eLBndRnacgGar/view?usp=drive_link | 5 year | TBN | $53.71 (DDP) | $55.43 (DDP) |  | https://drive.google.com/file/d/1DK8YwzXP-KZ8hsJbFALSEI8xWV2PUUrut0s/view?usp=sharing | IP65
LED Linear Series | LED Vapor Proof Linear Light | DM-VP8FT80WT-3545k | BHD-VAPORPL-8ft3CCT | 8ft | 50W/65W/80W switchable | AC100-277Vac | 3.5/4/5k (Tunable) | 80 | 7500/9750/12000LM | 150lm/w | 0-10v | White/Metal/IP65 | TRUE | TRUE |  | TRUE | 4.3 | TRUE | 9.8 |  |  | FALSE |  |  | Surface/Suspension/Continious | FALSE |  |  | ETL DLC | 75 days | https://drive.google.com/file/d/1ibv2olG-FT8fVuh8-B7eLBndRnacgGar/view?usp=drive_link | 5 year | TBN | $53.71 (DDP) | $55.43 (DDP) |  | https://drive.google.com/file/d/1DK8YwzXP-KZ8hsJbFALSEI8xWV2PUUrut0s/view?usp=sharing | IP65
LED Linear Series | LED Vapor Proof Linear Light | DM-VP8FT80WT-3545k | BHD-VAPORPL-8ft3CCT | 8ft | 50W/65W/80W switchable | AC100-277Vac | 3.5/4/5k (Tunable) | 80 | 7500/9750/12000LM | 150lm/w | 0-10v | White/Metal/IP65 | TRUE | TRUE |  | TRUE | 4.3 |  |  |  |  | FALSE |  |  | Surface/Suspension/Continious | TRUE |  |  | ETL DLC | 75 days | https://drive.google.com/file/d/1ibv2olG-FT8fVuh8-B7eLBndRnacgGar/view?usp=drive_link | 5 year | TBN | $53.71 (DDP) | $55.43 (DDP) |  | https://drive.google.com/file/d/1DK8YwzXP-KZ8hsJbFALSEI8xWV2PUUrut0s/view?usp=sharing | IP65
LED Linear Series | LED Vapor Proof Linear Light | DM-VP8FT80WT-3545k | BHD-VAPORPL-8ft3CCT | 8ft | 50W/65W/80W switchable | AC100-277Vac | 3.5/4/5k (Tunable) | 80 | 7500/9750/12000LM | 150lm/w | 0-10v | White/Metal/IP65 | FALSE | [8 empty] | TRUE | 15 |  | Surface/Suspension/Continious | TRUE |  |  | ETL DLC | 75 days | https://drive.google.com/file/d/1ibv2olG-FT8fVuh8-B7eLBndRnacgGar/view?usp=drive_link | 5 year | TBN | $53.71 (DDP) | $55.43 (DDP) |  | https://drive.google.com/file/d/1DK8YwzXP-KZ8hsJbFALSEI8xWV2PUUrut0s/view?usp=sharing | IP65
LED Linear Series | LED Vapor Proof Linear Light | DM-VP8FT80WT-3545k | BHD-VAPORPL-8ft3CCT | 8ft | 50W/65W/80W switchable | AC100-277Vac | 3.5/4/5k (Tunable) | 80 | 7500/9750/12000LM | 150lm/w | 0-10v | White/Metal/IP65 | FALSE | [8 empty] | TRUE | 15 |  | Surface/Suspension/Continious | FALSE |  |  | ETL DLC | 75 days | https://drive.google.com/file/d/1ibv2olG-FT8fVuh8-B7eLBndRnacgGar/view?usp=drive_link | 5 year | TBN | $53.71 (DDP) | $55.43 (DDP) |  | https://drive.google.com/file/d/1DK8YwzXP-KZ8hsJbFALSEI8xWV2PUUrut0s/view?usp=sharing | IP65
LED High Bay Series | High Bay UFO | SL-UFOA00-160W-R090-C | BHS-UFO-11in160W | 10.7x6.3in | 160W | AC100-277Vac | 3/4/5k (Tunable) | 80 | 25600LM | 160lm/w | 0-10v | Black/Aluminum/IP65 | TRUE | TRUE |  | TRUE | 5.9 |  |  | TRUE |  |  |  |  | Suspension/Bracket | FALSE |  |  | UL DLC | 85 days | https://drive.google.com/file/d/1w3XWSu3B-o-46awpP6eeXyRHp0dBE-dt/view?usp=drive_link | 5 year | 5000 | 23.83 |  |  | https://drive.google.com/file/d/13DL1-VBSQYe8EjWOThbvHqALjSZ62iD8/view?usp=sharing | IP65
LED High Bay Series | High Bay UFO | SL-UFOA00-160W-R090-C | BHS-UFO-11in160W | 10.7x6.3in | 160W | AC100-277Vac | 3/4/5k (Tunable) | 80 | 25600LM | 160lm/w | 0-10v | Black/Aluminum/IP65 | TRUE | TRUE |  | TRUE | 5.9 | TRUE | 9.8 | TRUE |  |  |  |  | Suspension/Bracket | TRUE |  |  | UL DLC | 85 days | https://drive.google.com/file/d/1w3XWSu3B-o-46awpP6eeXyRHp0dBE-dt/view?usp=drive_link | 5 year | 5000 | 23.83 |  |  | https://drive.google.com/file/d/13DL1-VBSQYe8EjWOThbvHqALjSZ62iD8/view?usp=sharing | IP65
LED High Bay Series | High Bay UFO | SL-UFOA00-160W-R090-C | BHS-UFO-11in160W | 10.7x6.3in | 160W | AC100-277Vac | 3/4/5k (Tunable) | 80 | 25600LM | 160lm/w | 0-10v | Black/Aluminum/IP65 | FALSE |  |  |  |  | TRUE | 9.8 | FALSE |  |  |  |  | Suspension/Bracket | TRUE |  |  | UL DLC | 85 days | https://drive.google.com/file/d/1w3XWSu3B-o-46awpP6eeXyRHp0dBE-dt/view?usp=drive_link | 5 year | 5000 | 23.83 |  |  | https://drive.google.com/file/d/13DL1-VBSQYe8EjWOThbvHqALjSZ62iD8/view?usp=sharing | IP65
LED High Bay Series | High Bay UFO | SL-UFOA00-160W-R090-C | BHS-UFO-11in160W | 10.7x6.3in | 160W | AC100-277Vac | 3/4/5k (Tunable) | 80 | 25600LM | 160lm/w | 0-10v | Black/Aluminum/IP65 | FALSE |  |  |  |  | TRUE | 9.8 | FALSE |  |  |  |  | Suspension/Bracket | FALSE |  |  | UL DLC | 85 days | https://drive.google.com/file/d/1w3XWSu3B-o-46awpP6eeXyRHp0dBE-dt/view?usp=drive_link | 5 year | 5000 | 23.83 |  |  | https://drive.google.com/file/d/13DL1-VBSQYe8EjWOThbvHqALjSZ62iD8/view?usp=sharing | IP65
LED High Bay Series | High Bay UFO | SL-UFOA00-160W-R090-C | BHS-UFO-11in160W | 10.7x6.3in | 160W | AC100-277Vac | 3/4/5k (Tunable) | 80 | 25600LM | 160lm/w | 0-10v | Black/Aluminum/IP65 | TRUE | TRUE |  | TRUE | 5.9 | TRUE | 9.8 | FALSE |  |  |  |  | Suspension/Bracket | FALSE |  |  | UL DLC | 85 days | https://drive.google.com/file/d/1w3XWSu3B-o-46awpP6eeXyRHp0dBE-dt/view?usp=drive_link | 5 year | 5000 | 23.83 |  |  | https://drive.google.com/file/d/13DL1-VBSQYe8EjWOThbvHqALjSZ62iD8/view?usp=sharing | IP65
LED High Bay Series | High Bay UFO | SL-UFOA00-160W-R090-C | BHS-UFO-11in160W | 10.7x6.3in | 160W | AC100-277Vac | 3/4/5k (Tunable) | 80 | 25600LM | 160lm/w | 0-10v | Black/Aluminum/IP65 | TRUE | TRUE |  | TRUE | 5.9 |  |  | FALSE |  |  |  |  | Suspension/Bracket | TRUE |  |  | UL DLC | 85 days | https://drive.google.com/file/d/1w3XWSu3B-o-46awpP6eeXyRHp0dBE-dt/view?usp=drive_link | 5 year | 5000 | 23.83 |  |  | https://drive.google.com/file/d/13DL1-VBSQYe8EjWOThbvHqALjSZ62iD8/view?usp=sharing | IP65
LED High Bay Series | High Bay UFO | SL-UFOA00-160W-R090-C | BHS-UFO-11in160W | 10.7x6.3in | 160W | AC100-277Vac | 3/4/5k (Tunable) | 80 | 25600LM | 160lm/w | 0-10v | Black/Aluminum/IP65 | FALSE | [6 empty] | TRUE |  |  |  |  | Suspension/Bracket | TRUE |  |  | UL DLC | 85 days | https://drive.google.com/file/d/1w3XWSu3B-o-46awpP6eeXyRHp0dBE-dt/view?usp=drive_link | 5 year | 5000 | 23.83 |  |  | https://drive.google.com/file/d/13DL1-VBSQYe8EjWOThbvHqALjSZ62iD8/view?usp=sharing | IP65
LED High Bay Series | High Bay UFO | SL-UFOA00-160W-R090-C | BHS-UFO-11in160W | 10.7x6.3in | 160W | AC100-277Vac | 3/4/5k (Tunable) | 80 | 25600LM | 160lm/w | 0-10v | Black/Aluminum/IP65 | FALSE | [6 empty] | TRUE |  |  |  |  | Suspension/Bracket | FALSE |  |  | UL DLC | 85 days | https://drive.google.com/file/d/1w3XWSu3B-o-46awpP6eeXyRHp0dBE-dt/view?usp=drive_link | 5 year | 5000 | 23.83 |  |  | https://drive.google.com/file/d/13DL1-VBSQYe8EjWOThbvHqALjSZ62iD8/view?usp=sharing | IP65
LED High Bay Series | High Bay UFO | SL-UFOA00-205W-R090-C | BHS-UFO-11in205W | 10.7x6.3in | 205W | AC100-277Vac | 3/4/5k (Tunable) | 80 | 42,025LM | 205lm/w | 0-10v | Black/Aluminum/IP65 | TRUE | TRUE |  | TRUE | 5.9 |  |  | TRUE |  |  |  |  | Suspension/Bracket | FALSE |  |  | UL DLC | 85 days | https://drive.google.com/file/d/1w3XWSu3B-o-46awpP6eeXyRHp0dBE-dt/view?usp=drive_link | 5 year | 5000 | 26.95 |  |  | https://drive.google.com/file/d/13DL1-VBSQYe8EjWOThbvHqALjSZ62iD8/view?usp=sharing | IP65
LED High Bay Series | High Bay UFO | SL-UFOA00-205W-R090-C | BHS-UFO-11in205W | 10.7x6.3in | 205W | AC100-277Vac | 3/4/5k (Tunable) | 80 | 42,025LM | 205lm/w | 0-10v | Black/Aluminum/IP65 | TRUE | TRUE |  | TRUE | 5.9 | TRUE | 9.8 | TRUE |  |  |  |  | Suspension/Bracket | TRUE |  |  | UL DLC | 85 days | https://drive.google.com/file/d/1w3XWSu3B-o-46awpP6eeXyRHp0dBE-dt/view?usp=drive_link | 5 year | 5000 | 26.95 |  |  | https://drive.google.com/file/d/13DL1-VBSQYe8EjWOThbvHqALjSZ62iD8/view?usp=sharing | IP65
LED High Bay Series | High Bay UFO | SL-UFOA00-205W-R090-C | BHS-UFO-11in205W | 10.7x6.3in | 205W | AC100-277Vac | 3/4/5k (Tunable) | 80 | 42,025LM | 205lm/w | 0-10v | Black/Aluminum/IP65 | FALSE |  |  |  |  | TRUE | 9.8 | FALSE |  |  |  |  | Suspension/Bracket | TRUE |  |  | UL DLC | 85 days | https://drive.google.com/file/d/1w3XWSu3B-o-46awpP6eeXyRHp0dBE-dt/view?usp=drive_link | 5 year | 5000 | 26.95 |  |  | https://drive.google.com/file/d/13DL1-VBSQYe8EjWOThbvHqALjSZ62iD8/view?usp=sharing | IP65
LED High Bay Series | High Bay UFO | SL-UFOA00-205W-R090-C | BHS-UFO-11in205W | 10.7x6.3in | 205W | AC100-277Vac | 3/4/5k (Tunable) | 80 | 42,025LM | 205lm/w | 0-10v | Black/Aluminum/IP65 | FALSE |  |  |  |  | TRUE | 9.8 | FALSE |  |  |  |  | Suspension/Bracket | FALSE |  |  | UL DLC | 85 days | https://drive.google.com/file/d/1w3XWSu3B-o-46awpP6eeXyRHp0dBE-dt/view?usp=drive_link | 5 year | 5000 | 26.95 |  |  | https://drive.google.com/file/d/13DL1-VBSQYe8EjWOThbvHqALjSZ62iD8/view?usp=sharing | IP65
LED High Bay Series | High Bay UFO | SL-UFOA00-205W-R090-C | BHS-UFO-11in205W | 10.7x6.3in | 205W | AC100-277Vac | 3/4/5k (Tunable) | 80 | 42,025LM | 205lm/w | 0-10v | Black/Aluminum/IP65 | TRUE | TRUE |  | TRUE | 5.9 | TRUE | 9.8 | FALSE |  |  |  |  | Suspension/Bracket | FALSE |  |  | UL DLC | 85 days | https://drive.google.com/file/d/1w3XWSu3B-o-46awpP6eeXyRHp0dBE-dt/view?usp=drive_link | 5 year | 5000 | 26.95 |  |  | https://drive.google.com/file/d/13DL1-VBSQYe8EjWOThbvHqALjSZ62iD8/view?usp=sharing | IP65
LED High Bay Series | High Bay UFO | SL-UFOA00-205W-R090-C | BHS-UFO-11in205W | 10.7x6.3in | 205W | AC100-277Vac | 3/4/5k (Tunable) | 80 | 42,025LM | 205lm/w | 0-10v | Black/Aluminum/IP65 | TRUE | TRUE |  | TRUE | 5.9 |  |  | FALSE |  |  |  |  | Suspension/Bracket | TRUE |  |  | UL DLC | 85 days | https://drive.google.com/file/d/1w3XWSu3B-o-46awpP6eeXyRHp0dBE-dt/view?usp=drive_link | 5 year | 5000 | 26.95 |  |  | https://drive.google.com/file/d/13DL1-VBSQYe8EjWOThbvHqALjSZ62iD8/view?usp=sharing | IP65
LED High Bay Series | High Bay UFO | SL-UFOA00-205W-R090-C | BHS-UFO-11in205W | 10.7x6.3in | 205W | AC100-277Vac | 3/4/5k (Tunable) | 80 | 42,025LM | 205lm/w | 0-10v | Black/Aluminum/IP65 | FALSE | [6 empty] | TRUE |  |  |  |  | Suspension/Bracket | TRUE |  |  | UL DLC | 85 days | https://drive.google.com/file/d/1w3XWSu3B-o-46awpP6eeXyRHp0dBE-dt/view?usp=drive_link | 5 year | 5000 | 26.95 |  |  | https://drive.google.com/file/d/13DL1-VBSQYe8EjWOThbvHqALjSZ62iD8/view?usp=sharing | IP65
LED High Bay Series | High Bay UFO | SL-UFOA00-205W-R090-C | BHS-UFO-11in205W | 10.7x6.3in | 205W | AC100-277Vac | 3/4/5k (Tunable) | 80 | 42,025LM | 205lm/w | 0-10v | Black/Aluminum/IP65 | FALSE | [6 empty] | TRUE |  |  |  |  | Suspension/Bracket | FALSE |  |  | UL DLC | 85 days | https://drive.google.com/file/d/1w3XWSu3B-o-46awpP6eeXyRHp0dBE-dt/view?usp=drive_link | 5 year | 5000 | 26.95 |  |  | https://drive.google.com/file/d/13DL1-VBSQYe8EjWOThbvHqALjSZ62iD8/view?usp=sharing | IP65
LED High Bay Series | High Bay UFO | DM-UF80/100/150W-BNN45 | BHD-UFO-13in3CCT150Wmax | 12.8in | 80W/100W/150W switchable | AC100-277Vac | 4/5k (Tunable) | 80 | 13200/16500/24750LM | 165lm/w | 0-10v | Black/Metal/IP65 | TRUE | TRUE |  | TRUE | 5.9 |  |  |  |  | 30/40W | 60 |  | Surface/Suspension/Continious | FALSE |  |  | ETL DLC | 75 days | https://drive.google.com/file/d/1MfnWZQWw4c87kIOurFAbpv0K5Yja3eC-/view?usp=drive_link | 5 year | TBN | $31.00 (DDP) |  |  | https://drive.google.com/file/d/1h6fjG77amALrssG_FinVXU3aJSqMIu9I/view?usp=sharing | IP65
LED High Bay Series | High Bay UFO | DM-UF80/100/150W-BNN45 | BHD-UFO-13in3CCT150Wmax | 12.8in | 80W/100W/150W switchable | AC100-277Vac | 4/5k (Tunable) | 80 | 13200/16500/24750LM | 165lm/w | 0-10v | Black/Metal/IP65 | TRUE | TRUE |  | TRUE | 5.9 | TRUE | 9.8 |  |  | 30/40W | 60 |  | Surface/Suspension/Continious | TRUE |  |  | ETL DLC | 75 days | https://drive.google.com/file/d/1MfnWZQWw4c87kIOurFAbpv0K5Yja3eC-/view?usp=drive_link | 5 year | TBN | $31.00 (DDP) |  |  | https://drive.google.com/file/d/1h6fjG77amALrssG_FinVXU3aJSqMIu9I/view?usp=sharing | IP65
LED High Bay Series | High Bay UFO | DM-UF80/100/150W-BNN45 | BHD-UFO-13in3CCT150Wmax | 12.8in | 80W/100W/150W switchable | AC100-277Vac | 4/5k (Tunable) | 80 | 13200/16500/24750LM | 165lm/w | 0-10v | Black/Metal/IP65 | FALSE |  |  |  |  | TRUE | 9.8 |  |  | FALSE |  |  | Surface/Suspension/Continious | TRUE |  |  | ETL DLC | 75 days | https://drive.google.com/file/d/1MfnWZQWw4c87kIOurFAbpv0K5Yja3eC-/view?usp=drive_link | 5 year | TBN | $31.00 (DDP) |  |  | https://drive.google.com/file/d/1h6fjG77amALrssG_FinVXU3aJSqMIu9I/view?usp=sharing | IP65
LED High Bay Series | High Bay UFO | DM-UF80/100/150W-BNN45 | BHD-UFO-13in3CCT150Wmax | 12.8in | 80W/100W/150W switchable | AC100-277Vac | 4/5k (Tunable) | 80 | 13200/16500/24750LM | 165lm/w | 0-10v | Black/Metal/IP65 | FALSE |  |  |  |  | TRUE | 9.8 |  |  | FALSE |  |  | Surface/Suspension/Continious | FALSE |  |  | ETL DLC | 75 days | https://drive.google.com/file/d/1MfnWZQWw4c87kIOurFAbpv0K5Yja3eC-/view?usp=drive_link | 5 year | TBN | $31.00 (DDP) |  |  | https://drive.google.com/file/d/1h6fjG77amALrssG_FinVXU3aJSqMIu9I/view?usp=sharing | IP65
LED High Bay Series | High Bay UFO | DM-UF80/100/150W-BNN45 | BHD-UFO-13in3CCT150Wmax | 12.8in | 80W/100W/150W switchable | AC100-277Vac | 4/5k (Tunable) | 80 | 13200/16500/24750LM | 165lm/w | 0-10v | Black/Metal/IP65 | TRUE | TRUE |  | TRUE | 5.9 | TRUE | 9.8 |  |  | FALSE |  |  | Surface/Suspension/Continious | FALSE |  |  | ETL DLC | 75 days | https://drive.google.com/file/d/1MfnWZQWw4c87kIOurFAbpv0K5Yja3eC-/view?usp=drive_link | 5 year | TBN | $31.00 (DDP) |  |  | https://drive.google.com/file/d/1h6fjG77amALrssG_FinVXU3aJSqMIu9I/view?usp=sharing | IP65
LED High Bay Series | High Bay UFO | DM-UF80/100/150W-BNN45 | BHD-UFO-13in3CCT150Wmax | 12.8in | 80W/100W/150W switchable | AC100-277Vac | 4/5k (Tunable) | 80 | 13200/16500/24750LM | 165lm/w | 0-10v | Black/Metal/IP65 | TRUE | TRUE |  | TRUE | 5.9 |  |  |  |  | FALSE |  |  | Surface/Suspension/Continious | TRUE |  |  | ETL DLC | 75 days | https://drive.google.com/file/d/1MfnWZQWw4c87kIOurFAbpv0K5Yja3eC-/view?usp=drive_link | 5 year | TBN | $31.00 (DDP) |  |  | https://drive.google.com/file/d/1h6fjG77amALrssG_FinVXU3aJSqMIu9I/view?usp=sharing | IP65
LED High Bay Series | High Bay UFO | DM-UF80/100/150W-BNN45 | BHD-UFO-13in3CCT150Wmax | 12.8in | 80W/100W/150W switchable | AC100-277Vac | 4/5k (Tunable) | 80 | 13200/16500/24750LM | 165lm/w | 0-10v | Black/Metal/IP65 | FALSE | [8 empty] | 30/40W | 60 |  | Surface/Suspension/Continious | TRUE |  |  | ETL DLC | 75 days | https://drive.google.com/file/d/1MfnWZQWw4c87kIOurFAbpv0K5Yja3eC-/view?usp=drive_link | 5 year | TBN | $31.00 (DDP) |  |  | https://drive.google.com/file/d/1h6fjG77amALrssG_FinVXU3aJSqMIu9I/view?usp=sharing | IP65
LED High Bay Series | High Bay UFO | DM-UF80/100/150W-BNN45 | BHD-UFO-13in3CCT150Wmax | 12.8in | 80W/100W/150W switchable | AC100-277Vac | 4/5k (Tunable) | 80 | 13200/16500/24750LM | 165lm/w | 0-10v | Black/Metal/IP65 | FALSE | [8 empty] | 30/40W | 60 |  | Surface/Suspension/Continious | FALSE |  |  | ETL DLC | 75 days | https://drive.google.com/file/d/1MfnWZQWw4c87kIOurFAbpv0K5Yja3eC-/view?usp=drive_link | 5 year | TBN | $31.00 (DDP) |  |  | https://drive.google.com/file/d/1h6fjG77amALrssG_FinVXU3aJSqMIu9I/view?usp=sharing | IP65
LED High Bay Series | High Bay UFO | DM-UF150/200/240W-BNN45 | BHD-UFO-14in3CCT240Wmax | 14.4in | 150W/200W/240W switchable | AC100-277Vac | 4/5k (Tunable) | 80 | 24750/33000/39600lm | 165lm/w | 0-10v | Black/Metal/IP65 | TRUE | TRUE |  | TRUE | 5.9 |  |  |  |  | 30/40W | 60 |  | Surface/Suspension/Continious | FALSE |  |  | ETL DLC | 75 days | https://drive.google.com/file/d/1MfnWZQWw4c87kIOurFAbpv0K5Yja3eC-/view?usp=drive_link | 5 year | TBN | $41.00 (DDP) |  |  | https://drive.google.com/file/d/1h6fjG77amALrssG_FinVXU3aJSqMIu9I/view?usp=sharing | IP65
LED High Bay Series | High Bay UFO | DM-UF150/200/240W-BNN45 | BHD-UFO-14in3CCT240Wmax | 14.4in | 150W/200W/240W switchable | AC100-277Vac | 4/5k (Tunable) | 80 | 24750/33000/39600lm | 165lm/w | 0-10v | Black/Metal/IP65 | TRUE | TRUE |  | TRUE | 5.9 | TRUE | 9.8 |  |  | 30/40W | 60 |  | Surface/Suspension/Continious | TRUE |  |  | ETL DLC | 75 days | https://drive.google.com/file/d/1MfnWZQWw4c87kIOurFAbpv0K5Yja3eC-/view?usp=drive_link | 5 year | TBN | $41.00 (DDP) |  |  | https://drive.google.com/file/d/1h6fjG77amALrssG_FinVXU3aJSqMIu9I/view?usp=sharing | IP65
LED High Bay Series | High Bay UFO | DM-UF150/200/240W-BNN45 | BHD-UFO-14in3CCT240Wmax | 14.4in | 150W/200W/240W switchable | AC100-277Vac | 4/5k (Tunable) | 80 | 24750/33000/39600lm | 165lm/w | 0-10v | Black/Metal/IP65 | FALSE |  |  |  |  | TRUE | 9.8 |  |  | FALSE |  |  | Surface/Suspension/Continious | TRUE |  |  | ETL DLC | 75 days | https://drive.google.com/file/d/1MfnWZQWw4c87kIOurFAbpv0K5Yja3eC-/view?usp=drive_link | 5 year | TBN | $41.00 (DDP) |  |  | https://drive.google.com/file/d/1h6fjG77amALrssG_FinVXU3aJSqMIu9I/view?usp=sharing | IP65
LED High Bay Series | High Bay UFO | DM-UF150/200/240W-BNN45 | BHD-UFO-14in3CCT240Wmax | 14.4in | 150W/200W/240W switchable | AC100-277Vac | 4/5k (Tunable) | 80 | 24750/33000/39600lm | 165lm/w | 0-10v | Black/Metal/IP65 | FALSE |  |  |  |  | TRUE | 9.8 |  |  | FALSE |  |  | Surface/Suspension/Continious | FALSE |  |  | ETL DLC | 75 days | https://drive.google.com/file/d/1MfnWZQWw4c87kIOurFAbpv0K5Yja3eC-/view?usp=drive_link | 5 year | TBN | $41.00 (DDP) |  |  | https://drive.google.com/file/d/1h6fjG77amALrssG_FinVXU3aJSqMIu9I/view?usp=sharing | IP65
LED High Bay Series | High Bay UFO | DM-UF150/200/240W-BNN45 | BHD-UFO-14in3CCT240Wmax | 14.4in | 150W/200W/240W switchable | AC100-277Vac | 4/5k (Tunable) | 80 | 24750/33000/39600lm | 165lm/w | 0-10v | Black/Metal/IP65 | TRUE | TRUE |  | TRUE | 5.9 | TRUE | 9.8 |  |  | FALSE |  |  | Surface/Suspension/Continious | FALSE |  |  | ETL DLC | 75 days | https://drive.google.com/file/d/1MfnWZQWw4c87kIOurFAbpv0K5Yja3eC-/view?usp=drive_link | 5 year | TBN | $41.00 (DDP) |  |  | https://drive.google.com/file/d/1h6fjG77amALrssG_FinVXU3aJSqMIu9I/view?usp=sharing | IP65
LED High Bay Series | High Bay UFO | DM-UF150/200/240W-BNN45 | BHD-UFO-14in3CCT240Wmax | 14.4in | 150W/200W/240W switchable | AC100-277Vac | 4/5k (Tunable) | 80 | 24750/33000/39600lm | 165lm/w | 0-10v | Black/Metal/IP65 | TRUE | TRUE |  | TRUE | 5.9 |  |  |  |  | FALSE |  |  | Surface/Suspension/Continious | TRUE |  |  | ETL DLC | 75 days | https://drive.google.com/file/d/1MfnWZQWw4c87kIOurFAbpv0K5Yja3eC-/view?usp=drive_link | 5 year | TBN | $41.00 (DDP) |  |  | https://drive.google.com/file/d/1h6fjG77amALrssG_FinVXU3aJSqMIu9I/view?usp=sharing | IP65
LED High Bay Series | High Bay UFO | DM-UF150/200/240W-BNN45 | BHD-UFO-14in3CCT240Wmax | 14.4in | 150W/200W/240W switchable | AC100-277Vac | 4/5k (Tunable) | 80 | 24750/33000/39600lm | 165lm/w | 0-10v | Black/Metal/IP65 | FALSE | [8 empty] | 30/40W | 60 |  | Surface/Suspension/Continious | TRUE |  |  | ETL DLC | 75 days | https://drive.google.com/file/d/1MfnWZQWw4c87kIOurFAbpv0K5Yja3eC-/view?usp=drive_link | 5 year | TBN | $41.00 (DDP) |  |  | https://drive.google.com/file/d/1h6fjG77amALrssG_FinVXU3aJSqMIu9I/view?usp=sharing | IP65
LED High Bay Series | High Bay UFO | DM-UF150/200/240W-BNN45 | BHD-UFO-14in3CCT240Wmax | 14.4in | 150W/200W/240W switchable | AC100-277Vac | 4/5k (Tunable) | 80 | 24750/33000/39600lm | 165lm/w | 0-10v | Black/Metal/IP65 | FALSE | [8 empty] | 30/40W | 60 |  | Surface/Suspension/Continious | FALSE |  |  | ETL DLC | 75 days | https://drive.google.com/file/d/1MfnWZQWw4c87kIOurFAbpv0K5Yja3eC-/view?usp=drive_link | 5 year | TBN | $41.00 (DDP) |  |  | https://drive.google.com/file/d/1h6fjG77amALrssG_FinVXU3aJSqMIu9I/view?usp=sharing | IP65
LED High Bay Series | High Bay UFO | PVHB-UFO02-150W-01 | BHP-UFO-11in3CCT150Wmax | 10.7x6.3in | 100/125/150W | AC120-277V | 3.5/4/5k (Tunable) | 80 | 14k/17.5k/21k | 140lm/w | [5 empty] | TRUE | [12 empty] | UL DLC |  |  | 5 year | 2000 |  | $37.61(Vietnam)
LED High Bay Series | High Bay UFO | PVHB-UFO02-200W-01 | BHP-UFO-11in3CCT200Wmax | 10.7x6.3in | 150/175/200W | AC120-277V | 3.5/4/5k (Tunable) | 80 | 21k/24.5k/28k | 140lm/w | [5 empty] | TRUE | [12 empty] | UL DLC |  |  | 5 year | 2000 |  | $43.89(Vietnam)
LED Lamps and Bulbs | A19 LED Bulb | TG-A19-8W-5000K-E26-RA80 60HZ | BHT-BULB-A19-8W-5K | A19/E26 | 8W | AC120 |  | 80 | 640lm | 80lm/w | [18 empty] | ETL | 85 days |  | 3 Yr | 10000 | $0.23 (Ningbo)
LED Lamps and Bulbs | A19 LED Bulb | TG-A19-13W-2700K-E26-RA80 60HZ | BHT-BULB-A19-13W-2.7K | A19/E26 | 13W | AC120 |  | 80 | 1170lm | 90lm/w | [18 empty] | ETL | 85 days |  | 3 Yr | 10000 | $0.32 (Ningbo)

## Outdoor
Sub-Category | Product_Name | Model_Number_internal | Model_Number | Size | Power_W | Voltage | CCT | CRI_RA | Lumen | Efficacy_Lumen_per_W | Dimming_Type | Material_Finish | Sensors_and_Controls | Occupancy | Bi_Level | PIR_Microwave | Sensor_Cost | Remote_Control_Bluetooth | Remote_Control_Bluetooth_Cost | Plugin _Sensor | Plugin _Sensor_Cost | Emergency_Backup_Battery | Emergency_Backup_Battery_Cost | Junction_Cover | Mounting | Installation_Kits | Installation_Kits_Cost | Adjustment_Dial | Certifications | Lead_Time | Cut_Sheet | Warranty | MOQ | COST_China_DDP_USA | COST_Thailand_Vietnam | Price_per_Piece | Photo | IP_Rating
LED Linear Series | LED Vapor Linear Light | SL-SFH-440L |  | 4ft | 25/35/50W | AC100-277Vac | 3.5/4/5k (Tunable) | 80 | 3250/4550/6500LM | 130lm/w | 0-10v | White/Metal/Stanless Steel | FALSE | [8 empty] | TRUE | 15 |  | Surface/Suspension | FALSE |  |  | DLC UL | 85 days | https://drive.google.com/file/d/14nRbHDkiSx-ZdEgdZu0x2M_LPxGkA-vG/view?usp=drive_link | 5 year | 5000 | $38.00(DDP USA) |  |  | https://drive.google.com/file/d/1nkgSHD99CfFV_T4ldUXiR6I9vKfpv7ux/view?usp=sharing | IP65 and IK08
LED Linear Series | LED Vapor Linear Light | SL-SFH-440L |  | 4ft | 25/35/50W | AC100-277Vac | 3.5/4/5k (Tunable) | 80 | 3250/4550/6500LM | 130lm/w | 0-10v | White/Metal/Stanless Steel | FALSE | [8 empty] | FALSE |  |  | Surface/Suspension | TRUE | 0.6 |  | DLC UL | 85 days | https://drive.google.com/file/d/14nRbHDkiSx-ZdEgdZu0x2M_LPxGkA-vG/view?usp=drive_link | 5 year | 5000 | $38.00(DDP USA) |  |  | https://drive.google.com/file/d/1nkgSHD99CfFV_T4ldUXiR6I9vKfpv7ux/view?usp=sharing | IP65 and IK08
LED Linear Series | LED Vapor Linear Light | SL-SFH-440L |  | 4ft | 25/35/50W | AC100-277Vac | 3.5/4/5k (Tunable) | 80 | 3250/4550/6500LM | 130lm/w | 0-10v | White/Metal/Stanless Steel | TRUE | TRUE |  | TRUE | 1.6 | TRUE | 9.8 |  |  | TRUE | 15 |  | Surface/Suspension | TRUE | 0.6 |  | DLC UL | 85 days | https://drive.google.com/file/d/14nRbHDkiSx-ZdEgdZu0x2M_LPxGkA-vG/view?usp=drive_link | 5 year | 5000 | $38.00(DDP USA) |  |  | https://drive.google.com/file/d/1nkgSHD99CfFV_T4ldUXiR6I9vKfpv7ux/view?usp=sharing | IP65 and IK08
LED Linear Series | LED Vapor Linear Light | SL-SFH-440L |  | 4ft | 25/35/50W | AC100-277Vac | 3.5/4/5k (Tunable) | 80 | 3250/4550/6500LM | 130lm/w | 0-10v | White/Metal/Stanless Steel | TRUE | TRUE |  | TRUE | 1.6 | TRUE | 9.8 |  |  | FALSE |  |  | Surface/Suspension | FALSE |  |  | DLC UL | 85 days | https://drive.google.com/file/d/14nRbHDkiSx-ZdEgdZu0x2M_LPxGkA-vG/view?usp=drive_link | 5 year | 5000 | $38.00(DDP USA) |  |  | https://drive.google.com/file/d/1nkgSHD99CfFV_T4ldUXiR6I9vKfpv7ux/view?usp=sharing | IP65 and IK08
LED Linear Series | LED Vapor Linear Light | SL-SFH-64W-8ft |  | 8ft | 64W | AC100-277Vac | 3.5/4/5k (Tunable) | 80 | 8320lm | 130lm/w | 0-10v | White/Metal/Stanless Steel | FALSE | [8 empty] | TRUE | 15 |  | Surface/Suspension | FALSE |  |  | DLC UL | 85 days | https://drive.google.com/file/d/14nRbHDkiSx-ZdEgdZu0x2M_LPxGkA-vG/view?usp=drive_link | 5 year | 5000 | $78.00(DDP USA) |  |  | https://drive.google.com/file/d/1nkgSHD99CfFV_T4ldUXiR6I9vKfpv7ux/view?usp=sharing | IP65 and IK08
LED Linear Series | LED Vapor Linear Light | SL-SFH-64W-8ft |  | 8ft | 64W | AC100-277Vac | 3.5/4/5k (Tunable) | 80 | 8320lm | 130lm/w | 0-10v | White/Metal/Stanless Steel | FALSE | [8 empty] | FALSE |  |  | Surface/Suspension | TRUE | 0.6 |  | DLC UL | 85 days | https://drive.google.com/file/d/14nRbHDkiSx-ZdEgdZu0x2M_LPxGkA-vG/view?usp=drive_link | 5 year | 5000 | $78.00(DDP USA) |  |  | https://drive.google.com/file/d/1nkgSHD99CfFV_T4ldUXiR6I9vKfpv7ux/view?usp=sharing | IP65 and IK08
LED Linear Series | LED Vapor Linear Light | SL-SFH-64W-8ft |  | 8ft | 64W | AC100-277Vac | 3.5/4/5k (Tunable) | 80 | 8320lm | 130lm/w | 0-10v | White/Metal/Stanless Steel | TRUE | TRUE |  | TRUE | 1.6 | TRUE | 9.8 |  |  | TRUE | 15 |  | Surface/Suspension | TRUE | 0.6 |  | DLC UL | 85 days | https://drive.google.com/file/d/14nRbHDkiSx-ZdEgdZu0x2M_LPxGkA-vG/view?usp=drive_link | 5 year | 5000 | $78.00(DDP USA) |  |  | https://drive.google.com/file/d/1nkgSHD99CfFV_T4ldUXiR6I9vKfpv7ux/view?usp=sharing | IP65 and IK08
LED Linear Series | LED Vapor Linear Light | SL-SFH-64W-8ft |  | 8ft | 64W | AC100-277Vac | 3.5/4/5k (Tunable) | 80 | 8320lm | 130lm/w | 0-10v | White/Metal/Stanless Steel | TRUE | TRUE |  | TRUE | 1.6 | TRUE | 9.8 |  |  | FALSE |  |  | Surface/Suspension | FALSE |  |  | DLC UL | 85 days | https://drive.google.com/file/d/14nRbHDkiSx-ZdEgdZu0x2M_LPxGkA-vG/view?usp=drive_link | 5 year | 5000 | $78.00(DDP USA) |  |  | https://drive.google.com/file/d/1nkgSHD99CfFV_T4ldUXiR6I9vKfpv7ux/view?usp=sharing | IP65 and IK08
LED Linear Series | LED Vapor Linear Light | SL-SFH-80W-8ft |  | 8ft | 80W | AC100-277Vac | 3.5/4/5k (Tunable) | 80 | 10400lm | 130lm/w | 0-10v | White/Metal/Stanless Steel | FALSE | [8 empty] | TRUE | 15 |  | Surface/Suspension | FALSE |  |  | DLC UL | 85 days | https://drive.google.com/file/d/14nRbHDkiSx-ZdEgdZu0x2M_LPxGkA-vG/view?usp=drive_link | 5 year | 5000 | $78.00(DDP USA) |  |  | https://drive.google.com/file/d/1nkgSHD99CfFV_T4ldUXiR6I9vKfpv7ux/view?usp=sharing | IP65 and IK08
LED Linear Series | LED Vapor Linear Light | SL-SFH-80W-8ft |  | 8ft | 80W | AC100-277Vac | 3.5/4/5k (Tunable) | 80 | 10400lm | 130lm/w | 0-10v | White/Metal/Stanless Steel | FALSE | [8 empty] | FALSE |  |  | Surface/Suspension | TRUE | 0.6 |  | DLC UL | 85 days | https://drive.google.com/file/d/14nRbHDkiSx-ZdEgdZu0x2M_LPxGkA-vG/view?usp=drive_link | 5 year | 5000 | $78.00(DDP USA) |  |  | https://drive.google.com/file/d/1nkgSHD99CfFV_T4ldUXiR6I9vKfpv7ux/view?usp=sharing | IP65 and IK08
LED Linear Series | LED Vapor Linear Light | SL-SFH-80W-8ft |  | 8ft | 80W | AC100-277Vac | 3.5/4/5k (Tunable) | 80 | 10400lm | 130lm/w | 0-10v | White/Metal/Stanless Steel | TRUE | TRUE |  | TRUE | 1.6 | TRUE | 9.8 |  |  | TRUE | 15 |  | Surface/Suspension | TRUE | 0.6 |  | DLC UL | 85 days | https://drive.google.com/file/d/14nRbHDkiSx-ZdEgdZu0x2M_LPxGkA-vG/view?usp=drive_link | 5 year | 5000 | $78.00(DDP USA) |  |  | https://drive.google.com/file/d/1nkgSHD99CfFV_T4ldUXiR6I9vKfpv7ux/view?usp=sharing | IP65 and IK08
LED Linear Series | LED Vapor Linear Light | SL-SFH-80W-8ft |  | 8ft | 80W | AC100-277Vac | 3.5/4/5k (Tunable) | 80 | 10400lm | 130lm/w | 0-10v | White/Metal/Stanless Steel | TRUE | TRUE |  | TRUE | 1.6 | TRUE | 9.8 |  |  | FALSE |  |  | Surface/Suspension | FALSE |  |  | DLC UL | 85 days | https://drive.google.com/file/d/14nRbHDkiSx-ZdEgdZu0x2M_LPxGkA-vG/view?usp=drive_link | 5 year | 5000 | $78.00(DDP USA) |  |  | https://drive.google.com/file/d/1nkgSHD99CfFV_T4ldUXiR6I9vKfpv7ux/view?usp=sharing | IP65 and IK08
LED Linear Series | LED Vapor Proof Linear Light | DM-VP4FT12/24/32W-354050K |  | 4ft | 12W/24W/32W switchable | AC100-277Vac | 3.5/4/5k (Tunable) | 80 | 1920/3840/5120LM | 160lm/w | 0-10v | White/Metal/IP65 | TRUE | TRUE |  | TRUE | 4.3 | TRUE | 9.8 |  |  | TRUE | 15 |  | Surface/Suspension | FALSE |  |  | ETL DLC | 75 days | https://drive.google.com/file/d/1sfvU-AsHKzduog0ebgkylf5fx76wEQd1/view?usp=drive_link | 5 year | TBN | $24.50 (DDP) | $24.87(DDP) |  | https://drive.google.com/file/d/1DK8YwzXP-KZ8hsJbFALSEI8xWV2PUUrut0s/view?usp=sharing | IP65
LED Linear Series | LED Vapor Proof Linear Light | DM-VP4FT12/24/32W-354050K |  | 4ft | 12W/24W/32W switchable | AC100-277Vac | 3.5/4/5k (Tunable) | 80 | 1920/3840/5120LM | 160lm/w | 0-10v | White/Metal/IP65 | TRUE | TRUE |  | TRUE | 4.3 | TRUE | 9.8 |  |  | TRUE | 15 |  | Surface/Suspension | TRUE |  |  | ETL DLC | 75 days | https://drive.google.com/file/d/1sfvU-AsHKzduog0ebgkylf5fx76wEQd1/view?usp=drive_link | 5 year | TBN | $24.50 (DDP) | $24.87(DDP) |  | https://drive.google.com/file/d/1DK8YwzXP-KZ8hsJbFALSEI8xWV2PUUrut0s/view?usp=sharing | IP65
LED Linear Series | LED Vapor Proof Linear Light | DM-VP4FT12/24/32W-354050K |  | 4ft | 12W/24W/32W switchable | AC100-277Vac | 3.5/4/5k (Tunable) | 80 | 1920/3840/5120LM | 160lm/w | 0-10v | White/Metal/IP65 | FALSE | [8 empty] | FALSE |  |  | Surface/Suspension | TRUE |  |  | ETL DLC | 75 days | https://drive.google.com/file/d/1sfvU-AsHKzduog0ebgkylf5fx76wEQd1/view?usp=drive_link | 5 year | TBN | $24.50 (DDP) | $24.87(DDP) |  | https://drive.google.com/file/d/1DK8YwzXP-KZ8hsJbFALSEI8xWV2PUUrut0s/view?usp=sharing | IP65
LED Linear Series | LED Vapor Proof Linear Light | DM-VP4FT12/24/32W-354050K |  | 4ft | 12W/24W/32W switchable | AC100-277Vac | 3.5/4/5k (Tunable) | 80 | 1920/3840/5120LM | 160lm/w | 0-10v | White/Metal/IP65 | FALSE | [8 empty] | FALSE |  |  | Surface/Suspension | FALSE |  |  | ETL DLC | 75 days | https://drive.google.com/file/d/1sfvU-AsHKzduog0ebgkylf5fx76wEQd1/view?usp=drive_link | 5 year | TBN | $24.50 (DDP) | $24.87(DDP) |  | https://drive.google.com/file/d/1DK8YwzXP-KZ8hsJbFALSEI8xWV2PUUrut0s/view?usp=sharing | IP65
LED Linear Series | LED Vapor Proof Linear Light | DM-VP4FT12/24/32W-354050K |  | 4ft | 12W/24W/32W switchable | AC100-277Vac | 3.5/4/5k (Tunable) | 80 | 1920/3840/5120LM | 160lm/w | 0-10v | White/Metal/IP65 | TRUE | TRUE |  | TRUE | 4.3 | TRUE | 9.8 |  |  | FALSE |  |  | Surface/Suspension | FALSE |  |  | ETL DLC | 75 days | https://drive.google.com/file/d/1sfvU-AsHKzduog0ebgkylf5fx76wEQd1/view?usp=drive_link | 5 year | TBN | $24.50 (DDP) | $24.87(DDP) |  | https://drive.google.com/file/d/1DK8YwzXP-KZ8hsJbFALSEI8xWV2PUUrut0s/view?usp=sharing | IP65
LED Linear Series | LED Vapor Proof Linear Light | DM-VP4FT12/24/32W-354050K |  | 4ft | 12W/24W/32W switchable | AC100-277Vac | 3.5/4/5k (Tunable) | 80 | 1920/3840/5120LM | 160lm/w | 0-10v | White/Metal/IP65 | TRUE | TRUE |  | TRUE | 4.3 | TRUE | 9.8 |  |  | FALSE |  |  | Surface/Suspension | TRUE |  |  | ETL DLC | 75 days | https://drive.google.com/file/d/1sfvU-AsHKzduog0ebgkylf5fx76wEQd1/view?usp=drive_link | 5 year | TBN | $24.50 (DDP) | $24.87(DDP) |  | https://drive.google.com/file/d/1DK8YwzXP-KZ8hsJbFALSEI8xWV2PUUrut0s/view?usp=sharing | IP65
LED Linear Series | LED Vapor Proof Linear Light | DM-VP4FT12/24/32W-354050K |  | 4ft | 12W/24W/32W switchable | AC100-277Vac | 3.5/4/5k (Tunable) | 80 | 1920/3840/5120LM | 160lm/w | 0-10v | White/Metal/IP65 | FALSE | [8 empty] | TRUE | 15 |  | Surface/Suspension | TRUE |  |  | ETL DLC | 75 days | https://drive.google.com/file/d/1sfvU-AsHKzduog0ebgkylf5fx76wEQd1/view?usp=drive_link | 5 year | TBN | $24.50 (DDP) | $24.87(DDP) |  | https://drive.google.com/file/d/1DK8YwzXP-KZ8hsJbFALSEI8xWV2PUUrut0s/view?usp=sharing | IP65
LED Linear Series | LED Vapor Proof Linear Light | DM-VP4FT12/24/32W-354050K |  | 4ft | 12W/24W/32W switchable | AC100-277Vac | 3.5/4/5k (Tunable) | 80 | 1920/3840/5120LM | 160lm/w | 0-10v | White/Metal/IP65 | FALSE | [8 empty] | TRUE | 15 |  | Surface/Suspension | FALSE |  |  | ETL DLC | 75 days | https://drive.google.com/file/d/1sfvU-AsHKzduog0ebgkylf5fx76wEQd1/view?usp=drive_link | 5 year | TBN | $24.50 (DDP) | $24.87(DDP) |  | https://drive.google.com/file/d/1DK8YwzXP-KZ8hsJbFALSEI8xWV2PUUrut0s/view?usp=sharing | IP65
LED Linear Series | LED Vapor Proof Linear Light | DM-VP8FT24/40/55W-354050K |  | 8ft | 24W/40W/55W switchable | AC100-277Vac | 3.5/4/5k (Tunable) | 80 | 3840/6400/8800LM | 160lm/w | 0-10v | White/Metal/IP65 | TRUE | TRUE |  | TRUE | 4.3 |  |  |  |  | TRUE | 15 |  | Surface/Suspension | FALSE |  |  | ETL DLC | 75 days | https://drive.google.com/file/d/1sfvU-AsHKzduog0ebgkylf5fx76wEQd1/view?usp=drive_link | 5 year | TBN | $35.50 (DDP) | $35.95(DDP) |  | https://drive.google.com/file/d/1DK8YwzXP-KZ8hsJbFALSEI8xWV2PUUrut0s/view?usp=sharing | IP65
LED Linear Series | LED Vapor Proof Linear Light | DM-VP8FT24/40/55W-354050K |  | 8ft | 24W/40W/55W switchable | AC100-277Vac | 3.5/4/5k (Tunable) | 80 | 3840/6400/8800LM | 160lm/w | 0-10v | White/Metal/IP65 | TRUE | TRUE |  | TRUE | 4.3 | TRUE | 9.8 |  |  | TRUE | 15 |  | Surface/Suspension | TRUE |  |  | ETL DLC | 75 days | https://drive.google.com/file/d/1sfvU-AsHKzduog0ebgkylf5fx76wEQd1/view?usp=drive_link | 5 year | TBN | $35.50 (DDP) | $35.95(DDP) |  | https://drive.google.com/file/d/1DK8YwzXP-KZ8hsJbFALSEI8xWV2PUUrut0s/view?usp=sharing | IP65
LED Linear Series | LED Vapor Proof Linear Light | DM-VP8FT24/40/55W-354050K |  | 8ft | 24W/40W/55W switchable | AC100-277Vac | 3.5/4/5k (Tunable) | 80 | 3840/6400/8800LM | 160lm/w | 0-10v | White/Metal/IP65 | FALSE |  |  |  |  | TRUE | 9.8 |  |  | FALSE |  |  | Surface/Suspension | TRUE |  |  | ETL DLC | 75 days | https://drive.google.com/file/d/1sfvU-AsHKzduog0ebgkylf5fx76wEQd1/view?usp=drive_link | 5 year | TBN | $35.50 (DDP) | $35.95(DDP) |  | https://drive.google.com/file/d/1DK8YwzXP-KZ8hsJbFALSEI8xWV2PUUrut0s/view?usp=sharing | IP65
LED Linear Series | LED Vapor Proof Linear Light | DM-VP8FT24/40/55W-354050K |  | 8ft | 24W/40W/55W switchable | AC100-277Vac | 3.5/4/5k (Tunable) | 80 | 3840/6400/8800LM | 160lm/w | 0-10v | White/Metal/IP65 | FALSE |  |  |  |  | TRUE | 9.8 |  |  | FALSE |  |  | Surface/Suspension | FALSE |  |  | ETL DLC | 75 days | https://drive.google.com/file/d/1sfvU-AsHKzduog0ebgkylf5fx76wEQd1/view?usp=drive_link | 5 year | TBN | $35.50 (DDP) | $35.95(DDP) |  | https://drive.google.com/file/d/1DK8YwzXP-KZ8hsJbFALSEI8xWV2PUUrut0s/view?usp=sharing | IP65
LED Linear Series | LED Vapor Proof Linear Light | DM-VP8FT24/40/55W-354050K |  | 8ft | 24W/40W/55W switchable | AC100-277Vac | 3.5/4/5k (Tunable) | 80 | 3840/6400/8800LM | 160lm/w | 0-10v | White/Metal/IP65 | TRUE | TRUE |  | TRUE | 4.3 | TRUE | 9.8 |  |  | FALSE |  |  | Surface/Suspension | FALSE |  |  | ETL DLC | 75 days | https://drive.google.com/file/d/1sfvU-AsHKzduog0ebgkylf5fx76wEQd1/view?usp=drive_link | 5 year | TBN | $35.50 (DDP) | $35.95(DDP) |  | https://drive.google.com/file/d/1DK8YwzXP-KZ8hsJbFALSEI8xWV2PUUrut0s/view?usp=sharing | IP65
LED Linear Series | LED Vapor Proof Linear Light | DM-VP8FT24/40/55W-354050K |  | 8ft | 24W/40W/55W switchable | AC100-277Vac | 3.5/4/5k (Tunable) | 80 | 3840/6400/8800LM | 160lm/w | 0-10v | White/Metal/IP65 | TRUE | TRUE |  | TRUE | 4.3 |  |  |  |  | FALSE |  |  | Surface/Suspension | TRUE |  |  | ETL DLC | 75 days | https://drive.google.com/file/d/1sfvU-AsHKzduog0ebgkylf5fx76wEQd1/view?usp=drive_link | 5 year | TBN | $35.50 (DDP) | $35.95(DDP) |  | https://drive.google.com/file/d/1DK8YwzXP-KZ8hsJbFALSEI8xWV2PUUrut0s/view?usp=sharing | IP65
LED Linear Series | LED Vapor Proof Linear Light | DM-VP8FT24/40/55W-354050K |  | 8ft | 24W/40W/55W switchable | AC100-277Vac | 3.5/4/5k (Tunable) | 80 | 3840/6400/8800LM | 160lm/w | 0-10v | White/Metal/IP65 | FALSE | [8 empty] | TRUE | 15 |  | Surface/Suspension | TRUE |  |  | ETL DLC | 75 days | https://drive.google.com/file/d/1sfvU-AsHKzduog0ebgkylf5fx76wEQd1/view?usp=drive_link | 5 year | TBN | $35.50 (DDP) | $35.95(DDP) |  | https://drive.google.com/file/d/1DK8YwzXP-KZ8hsJbFALSEI8xWV2PUUrut0s/view?usp=sharing | IP65
LED Linear Series | LED Vapor Proof Linear Light | DM-VP8FT24/40/55W-354050K |  | 8ft | 24W/40W/55W switchable | AC100-277Vac | 3.5/4/5k (Tunable) | 80 | 3840/6400/8800LM | 160lm/w | 0-10v | White/Metal/IP65 | FALSE | [8 empty] | TRUE | 15 |  | Surface/Suspension | FALSE |  |  | ETL DLC | 75 days | https://drive.google.com/file/d/1sfvU-AsHKzduog0ebgkylf5fx76wEQd1/view?usp=drive_link | 5 year | TBN | $35.50 (DDP) | $35.95(DDP) |  | https://drive.google.com/file/d/1DK8YwzXP-KZ8hsJbFALSEI8xWV2PUUrut0s/view?usp=sharing | IP65
LED Linear Series | LED Vapor Proof Linear Light | DM-VP2FT25WT-3545k |  | 2ft | 15W/20W/25W switchable | AC100-277Vac | 3.5/4/5k (Tunable) | 80 | 2250/3000/3750LM | 150lm/w | 0-10v | White/Metal/IP65 | TRUE | TRUE |  | TRUE | 4.3 |  |  |  |  | TRUE | 15 |  | Surface/Suspension/Continious | FALSE |  |  | ETL DLC | 75 days | https://drive.google.com/file/d/1ibv2olG-FT8fVuh8-B7eLBndRnacgGar/view?usp=drive_link | 5 year | TBN | $17.35 (DDP) | $18.11 (DDP) |  | https://drive.google.com/file/d/1DK8YwzXP-KZ8hsJbFALSEI8xWV2PUUrut0s/view?usp=sharing | IP65
LED Linear Series | LED Vapor Proof Linear Light | DM-VP2FT25WT-3545k |  | 2ft | 15W/20W/25W switchable | AC100-277Vac | 3.5/4/5k (Tunable) | 80 | 2250/3000/3750LM | 150lm/w | 0-10v | White/Metal/IP65 | TRUE | TRUE |  | TRUE | 4.3 | TRUE | 9.8 |  |  | TRUE | 15 |  | Surface/Suspension/Continious | TRUE |  |  | ETL DLC | 75 days | https://drive.google.com/file/d/1ibv2olG-FT8fVuh8-B7eLBndRnacgGar/view?usp=drive_link | 5 year | TBN | $17.35 (DDP) | $18.11 (DDP) |  | https://drive.google.com/file/d/1DK8YwzXP-KZ8hsJbFALSEI8xWV2PUUrut0s/view?usp=sharing | IP65
LED Linear Series | LED Vapor Proof Linear Light | DM-VP2FT25WT-3545k |  | 2ft | 15W/20W/25W switchable | AC100-277Vac | 3.5/4/5k (Tunable) | 80 | 2250/3000/3750LM | 150lm/w | 0-10v | White/Metal/IP65 | FALSE |  |  |  |  | TRUE | 9.8 |  |  | FALSE |  |  | Surface/Suspension/Continious | TRUE |  |  | ETL DLC | 75 days | https://drive.google.com/file/d/1ibv2olG-FT8fVuh8-B7eLBndRnacgGar/view?usp=drive_link | 5 year | TBN | $17.35 (DDP) | $18.11 (DDP) |  | https://drive.google.com/file/d/1DK8YwzXP-KZ8hsJbFALSEI8xWV2PUUrut0s/view?usp=sharing | IP65
LED Linear Series | LED Vapor Proof Linear Light | DM-VP2FT25WT-3545k |  | 2ft | 15W/20W/25W switchable | AC100-277Vac | 3.5/4/5k (Tunable) | 80 | 2250/3000/3750LM | 150lm/w | 0-10v | White/Metal/IP65 | FALSE |  |  |  |  | TRUE | 9.8 |  |  | FALSE |  |  | Surface/Suspension/Continious | FALSE |  |  | ETL DLC | 75 days | https://drive.google.com/file/d/1ibv2olG-FT8fVuh8-B7eLBndRnacgGar/view?usp=drive_link | 5 year | TBN | $17.35 (DDP) | $18.11 (DDP) |  | https://drive.google.com/file/d/1DK8YwzXP-KZ8hsJbFALSEI8xWV2PUUrut0s/view?usp=sharing | IP65
LED Linear Series | LED Vapor Proof Linear Light | DM-VP2FT25WT-3545k |  | 2ft | 15W/20W/25W switchable | AC100-277Vac | 3.5/4/5k (Tunable) | 80 | 2250/3000/3750LM | 150lm/w | 0-10v | White/Metal/IP65 | TRUE | TRUE |  | TRUE | 4.3 | TRUE | 9.8 |  |  | FALSE |  |  | Surface/Suspension/Continious | FALSE |  |  | ETL DLC | 75 days | https://drive.google.com/file/d/1ibv2olG-FT8fVuh8-B7eLBndRnacgGar/view?usp=drive_link | 5 year | TBN | $17.35 (DDP) | $18.11 (DDP) |  | https://drive.google.com/file/d/1DK8YwzXP-KZ8hsJbFALSEI8xWV2PUUrut0s/view?usp=sharing | IP65
LED Linear Series | LED Vapor Proof Linear Light | DM-VP2FT25WT-3545k |  | 2ft | 15W/20W/25W switchable | AC100-277Vac | 3.5/4/5k (Tunable) | 80 | 2250/3000/3750LM | 150lm/w | 0-10v | White/Metal/IP65 | TRUE | TRUE |  | TRUE | 4.3 |  |  |  |  | FALSE |  |  | Surface/Suspension/Continious | TRUE |  |  | ETL DLC | 75 days | https://drive.google.com/file/d/1ibv2olG-FT8fVuh8-B7eLBndRnacgGar/view?usp=drive_link | 5 year | TBN | $17.35 (DDP) | $18.11 (DDP) |  | https://drive.google.com/file/d/1DK8YwzXP-KZ8hsJbFALSEI8xWV2PUUrut0s/view?usp=sharing | IP65
LED Linear Series | LED Vapor Proof Linear Light | DM-VP2FT25WT-3545k |  | 2ft | 15W/20W/25W switchable | AC100-277Vac | 3.5/4/5k (Tunable) | 80 | 2250/3000/3750LM | 150lm/w | 0-10v | White/Metal/IP65 | FALSE | [8 empty] | TRUE | 15 |  | Surface/Suspension/Continious | TRUE |  |  | ETL DLC | 75 days | https://drive.google.com/file/d/1ibv2olG-FT8fVuh8-B7eLBndRnacgGar/view?usp=drive_link | 5 year | TBN | $17.35 (DDP) | $18.11 (DDP) |  | https://drive.google.com/file/d/1DK8YwzXP-KZ8hsJbFALSEI8xWV2PUUrut0s/view?usp=sharing | IP65
LED Linear Series | LED Vapor Proof Linear Light | DM-VP2FT25WT-3545k |  | 2ft | 15W/20W/25W switchable | AC100-277Vac | 3.5/4/5k (Tunable) | 80 | 2250/3000/3750LM | 150lm/w | 0-10v | White/Metal/IP65 | FALSE | [8 empty] | TRUE | 15 |  | Surface/Suspension/Continious | FALSE |  |  | ETL DLC | 75 days | https://drive.google.com/file/d/1ibv2olG-FT8fVuh8-B7eLBndRnacgGar/view?usp=drive_link | 5 year | TBN | $17.35 (DDP) | $18.11 (DDP) |  | https://drive.google.com/file/d/1DK8YwzXP-KZ8hsJbFALSEI8xWV2PUUrut0s/view?usp=sharing | IP65
LED Linear Series | LED Vapor Proof Linear Light | DM-VP4FT45WT-3545k |  | 4ft | 25W/35W/45W switchable | AC100-277Vac | 3.5/4/5k (Tunable) | 80 | 3750/5250/6750LM | 150lm/w | 0-10v | White/Metal/IP65 | TRUE | TRUE |  | TRUE | 4.3 |  |  |  |  | TRUE | 15 |  | Surface/Suspension/Continious | FALSE |  |  | ETL DLC | 75 days | https://drive.google.com/file/d/1ibv2olG-FT8fVuh8-B7eLBndRnacgGar/view?usp=drive_link | 5 year | TBN | $26.48 (DDP) | $27.32 (DDP) |  | https://drive.google.com/file/d/1DK8YwzXP-KZ8hsJbFALSEI8xWV2PUUrut0s/view?usp=sharing | IP65
LED Linear Series | LED Vapor Proof Linear Light | DM-VP4FT45WT-3545k |  | 4ft | 25W/35W/45W switchable | AC100-277Vac | 3.5/4/5k (Tunable) | 80 | 3750/5250/6750LM | 150lm/w | 0-10v | White/Metal/IP65 | TRUE | TRUE |  | TRUE | 4.3 | TRUE | 9.8 |  |  | TRUE | 15 |  | Surface/Suspension/Continious | TRUE |  |  | ETL DLC | 75 days | https://drive.google.com/file/d/1ibv2olG-FT8fVuh8-B7eLBndRnacgGar/view?usp=drive_link | 5 year | TBN | $26.48 (DDP) | $27.32 (DDP) |  | https://drive.google.com/file/d/1DK8YwzXP-KZ8hsJbFALSEI8xWV2PUUrut0s/view?usp=sharing | IP65
LED Linear Series | LED Vapor Proof Linear Light | DM-VP4FT45WT-3545k |  | 4ft | 25W/35W/45W switchable | AC100-277Vac | 3.5/4/5k (Tunable) | 80 | 3750/5250/6750LM | 150lm/w | 0-10v | White/Metal/IP65 | FALSE |  |  |  |  | TRUE | 9.8 |  |  | FALSE |  |  | Surface/Suspension/Continious | TRUE |  |  | ETL DLC | 75 days | https://drive.google.com/file/d/1ibv2olG-FT8fVuh8-B7eLBndRnacgGar/view?usp=drive_link | 5 year | TBN | $26.48 (DDP) | $27.32 (DDP) |  | https://drive.google.com/file/d/1DK8YwzXP-KZ8hsJbFALSEI8xWV2PUUrut0s/view?usp=sharing | IP65
LED Linear Series | LED Vapor Proof Linear Light | DM-VP4FT45WT-3545k |  | 4ft | 25W/35W/45W switchable | AC100-277Vac | 3.5/4/5k (Tunable) | 80 | 3750/5250/6750LM | 150lm/w | 0-10v | White/Metal/IP65 | FALSE |  |  |  |  | TRUE | 9.8 |  |  | FALSE |  |  | Surface/Suspension/Continious | FALSE |  |  | ETL DLC | 75 days | https://drive.google.com/file/d/1ibv2olG-FT8fVuh8-B7eLBndRnacgGar/view?usp=drive_link | 5 year | TBN | $26.48 (DDP) | $27.32 (DDP) |  | https://drive.google.com/file/d/1DK8YwzXP-KZ8hsJbFALSEI8xWV2PUUrut0s/view?usp=sharing | IP65
LED Linear Series | LED Vapor Proof Linear Light | DM-VP4FT45WT-3545k |  | 4ft | 25W/35W/45W switchable | AC100-277Vac | 3.5/4/5k (Tunable) | 80 | 3750/5250/6750LM | 150lm/w | 0-10v | White/Metal/IP65 | TRUE | TRUE |  | TRUE | 4.3 | TRUE | 9.8 |  |  | FALSE |  |  | Surface/Suspension/Continious | FALSE |  |  | ETL DLC | 75 days | https://drive.google.com/file/d/1ibv2olG-FT8fVuh8-B7eLBndRnacgGar/view?usp=drive_link | 5 year | TBN | $26.48 (DDP) | $27.32 (DDP) |  | https://drive.google.com/file/d/1DK8YwzXP-KZ8hsJbFALSEI8xWV2PUUrut0s/view?usp=sharing | IP65
LED Linear Series | LED Vapor Proof Linear Light | DM-VP4FT45WT-3545k |  | 4ft | 25W/35W/45W switchable | AC100-277Vac | 3.5/4/5k (Tunable) | 80 | 3750/5250/6750LM | 150lm/w | 0-10v | White/Metal/IP65 | TRUE | TRUE |  | TRUE | 4.3 |  |  |  |  | FALSE |  |  | Surface/Suspension/Continious | TRUE |  |  | ETL DLC | 75 days | https://drive.google.com/file/d/1ibv2olG-FT8fVuh8-B7eLBndRnacgGar/view?usp=drive_link | 5 year | TBN | $26.48 (DDP) | $27.32 (DDP) |  | https://drive.google.com/file/d/1DK8YwzXP-KZ8hsJbFALSEI8xWV2PUUrut0s/view?usp=sharing | IP65
LED Linear Series | LED Vapor Proof Linear Light | DM-VP4FT45WT-3545k |  | 4ft | 25W/35W/45W switchable | AC100-277Vac | 3.5/4/5k (Tunable) | 80 | 3750/5250/6750LM | 150lm/w | 0-10v | White/Metal/IP65 | FALSE | [8 empty] | TRUE | 15 |  | Surface/Suspension/Continious | TRUE |  |  | ETL DLC | 75 days | https://drive.google.com/file/d/1ibv2olG-FT8fVuh8-B7eLBndRnacgGar/view?usp=drive_link | 5 year | TBN | $26.48 (DDP) | $27.32 (DDP) |  | https://drive.google.com/file/d/1DK8YwzXP-KZ8hsJbFALSEI8xWV2PUUrut0s/view?usp=sharing | IP65
LED Linear Series | LED Vapor Proof Linear Light | DM-VP4FT45WT-3545k |  | 4ft | 25W/35W/45W switchable | AC100-277Vac | 3.5/4/5k (Tunable) | 80 | 3750/5250/6750LM | 150lm/w | 0-10v | White/Metal/IP65 | FALSE | [8 empty] | TRUE | 15 |  | Surface/Suspension/Continious | FALSE |  |  | ETL DLC | 75 days | https://drive.google.com/file/d/1ibv2olG-FT8fVuh8-B7eLBndRnacgGar/view?usp=drive_link | 5 year | TBN | $26.48 (DDP) | $27.32 (DDP) |  | https://drive.google.com/file/d/1DK8YwzXP-KZ8hsJbFALSEI8xWV2PUUrut0s/view?usp=sharing | IP65
LED Linear Series | LED Vapor Proof Linear Light | DM-VP8FT80WT-3545k |  | 8ft | 50W/65W/80W switchable | AC100-277Vac | 3.5/4/5k (Tunable) | 80 | 7500/9750/12000LM | 150lm/w | 0-10v | White/Metal/IP65 | TRUE | TRUE |  | TRUE | 4.3 |  |  |  |  | TRUE | 15 |  | Surface/Suspension/Continious | FALSE |  |  | ETL DLC | 75 days | https://drive.google.com/file/d/1ibv2olG-FT8fVuh8-B7eLBndRnacgGar/view?usp=drive_link | 5 year | TBN | $53.71 (DDP) | $55.43 (DDP) |  | https://drive.google.com/file/d/1DK8YwzXP-KZ8hsJbFALSEI8xWV2PUUrut0s/view?usp=sharing | IP65
LED Linear Series | LED Vapor Proof Linear Light | DM-VP8FT80WT-3545k |  | 8ft | 50W/65W/80W switchable | AC100-277Vac | 3.5/4/5k (Tunable) | 80 | 7500/9750/12000LM | 150lm/w | 0-10v | White/Metal/IP65 | TRUE | TRUE |  | TRUE | 4.3 | TRUE | 9.8 |  |  | TRUE | 15 |  | Surface/Suspension/Continious | TRUE |  |  | ETL DLC | 75 days | https://drive.google.com/file/d/1ibv2olG-FT8fVuh8-B7eLBndRnacgGar/view?usp=drive_link | 5 year | TBN | $53.71 (DDP) | $55.43 (DDP) |  | https://drive.google.com/file/d/1DK8YwzXP-KZ8hsJbFALSEI8xWV2PUUrut0s/view?usp=sharing | IP65
LED Linear Series | LED Vapor Proof Linear Light | DM-VP8FT80WT-3545k |  | 8ft | 50W/65W/80W switchable | AC100-277Vac | 3.5/4/5k (Tunable) | 80 | 7500/9750/12000LM | 150lm/w | 0-10v | White/Metal/IP65 | FALSE |  |  |  |  | TRUE | 9.8 |  |  | FALSE |  |  | Surface/Suspension/Continious | TRUE |  |  | ETL DLC | 75 days | https://drive.google.com/file/d/1ibv2olG-FT8fVuh8-B7eLBndRnacgGar/view?usp=drive_link | 5 year | TBN | $53.71 (DDP) | $55.43 (DDP) |  | https://drive.google.com/file/d/1DK8YwzXP-KZ8hsJbFALSEI8xWV2PUUrut0s/view?usp=sharing | IP65
LED Linear Series | LED Vapor Proof Linear Light | DM-VP8FT80WT-3545k |  | 8ft | 50W/65W/80W switchable | AC100-277Vac | 3.5/4/5k (Tunable) | 80 | 7500/9750/12000LM | 150lm/w | 0-10v | White/Metal/IP65 | FALSE |  |  |  |  | TRUE | 9.8 |  |  | FALSE |  |  | Surface/Suspension/Continious | FALSE |  |  | ETL DLC | 75 days | https://drive.google.com/file/d/1ibv2olG-FT8fVuh8-B7eLBndRnacgGar/view?usp=drive_link | 5 year | TBN | $53.71 (DDP) | $55.43 (DDP) |  | https://drive.google.com/file/d/1DK8YwzXP-KZ8hsJbFALSEI8xWV2PUUrut0s/view?usp=sharing | IP65
LED Linear Series | LED Vapor Proof Linear Light | DM-VP8FT80WT-3545k |  | 8ft | 50W/65W/80W switchable | AC100-277Vac | 3.5/4/5k (Tunable) | 80 | 7500/9750/12000LM | 150lm/w | 0-10v | White/Metal/IP65 | TRUE | TRUE |  | TRUE | 4.3 | TRUE | 9.8 |  |  | FALSE |  |  | Surface/Suspension/Continious | FALSE |  |  | ETL DLC | 75 days | https://drive.google.com/file/d/1ibv2olG-FT8fVuh8-B7eLBndRnacgGar/view?usp=drive_link | 5 year | TBN | $53.71 (DDP) | $55.43 (DDP) |  | https://drive.google.com/file/d/1DK8YwzXP-KZ8hsJbFALSEI8xWV2PUUrut0s/view?usp=sharing | IP65
LED Linear Series | LED Vapor Proof Linear Light | DM-VP8FT80WT-3545k |  | 8ft | 50W/65W/80W switchable | AC100-277Vac | 3.5/4/5k (Tunable) | 80 | 7500/9750/12000LM | 150lm/w | 0-10v | White/Metal/IP65 | TRUE | TRUE |  | TRUE | 4.3 |  |  |  |  | FALSE |  |  | Surface/Suspension/Continious | TRUE |  |  | ETL DLC | 75 days | https://drive.google.com/file/d/1ibv2olG-FT8fVuh8-B7eLBndRnacgGar/view?usp=drive_link | 5 year | TBN | $53.71 (DDP) | $55.43 (DDP) |  | https://drive.google.com/file/d/1DK8YwzXP-KZ8hsJbFALSEI8xWV2PUUrut0s/view?usp=sharing | IP65
LED Linear Series | LED Vapor Proof Linear Light | DM-VP8FT80WT-3545k |  | 8ft | 50W/65W/80W switchable | AC100-277Vac | 3.5/4/5k (Tunable) | 80 | 7500/9750/12000LM | 150lm/w | 0-10v | White/Metal/IP65 | FALSE | [8 empty] | TRUE | 15 |  | Surface/Suspension/Continious | TRUE |  |  | ETL DLC | 75 days | https://drive.google.com/file/d/1ibv2olG-FT8fVuh8-B7eLBndRnacgGar/view?usp=drive_link | 5 year | TBN | $53.71 (DDP) | $55.43 (DDP) |  | https://drive.google.com/file/d/1DK8YwzXP-KZ8hsJbFALSEI8xWV2PUUrut0s/view?usp=sharing | IP65
LED Linear Series | LED Vapor Proof Linear Light | DM-VP8FT80WT-3545k |  | 8ft | 50W/65W/80W switchable | AC100-277Vac | 3.5/4/5k (Tunable) | 80 | 7500/9750/12000LM | 150lm/w | 0-10v | White/Metal/IP65 | FALSE | [8 empty] | TRUE | 15 |  | Surface/Suspension/Continious | FALSE |  |  | ETL DLC | 75 days | https://drive.google.com/file/d/1ibv2olG-FT8fVuh8-B7eLBndRnacgGar/view?usp=drive_link | 5 year | TBN | $53.71 (DDP) | $55.43 (DDP) |  | https://drive.google.com/file/d/1DK8YwzXP-KZ8hsJbFALSEI8xWV2PUUrut0s/view?usp=sharing | IP65
LED High Bay Series | High Bay UFO | SL-UFOA00-160W-R090-C |  | 10.7x6.3in | 160W | AC100-277Vac | 3/4/5k (Tunable) | 80 | 25600LM | 160lm/w | 0-10v | Black/Aluminum/IP65 | TRUE | TRUE |  | TRUE | 5.9 |  |  | TRUE |  |  |  |  | Suspension/Bracket | FALSE |  |  | UL DLC | 85 days | https://drive.google.com/file/d/1w3XWSu3B-o-46awpP6eeXyRHp0dBE-dt/view?usp=drive_link | 5 year | 5000 | 23.83 |  |  | https://drive.google.com/file/d/13DL1-VBSQYe8EjWOThbvHqALjSZ62iD8/view?usp=sharing | IP65
LED High Bay Series | High Bay UFO | SL-UFOA00-160W-R090-C |  | 10.7x6.3in | 160W | AC100-277Vac | 3/4/5k (Tunable) | 80 | 25600LM | 160lm/w | 0-10v | Black/Aluminum/IP65 | TRUE | TRUE |  | TRUE | 5.9 | TRUE | 9.8 | TRUE |  |  |  |  | Suspension/Bracket | TRUE |  |  | UL DLC | 85 days | https://drive.google.com/file/d/1w3XWSu3B-o-46awpP6eeXyRHp0dBE-dt/view?usp=drive_link | 5 year | 5000 | 23.83 |  |  | https://drive.google.com/file/d/13DL1-VBSQYe8EjWOThbvHqALjSZ62iD8/view?usp=sharing | IP65
LED High Bay Series | High Bay UFO | SL-UFOA00-160W-R090-C |  | 10.7x6.3in | 160W | AC100-277Vac | 3/4/5k (Tunable) | 80 | 25600LM | 160lm/w | 0-10v | Black/Aluminum/IP65 | FALSE |  |  |  |  | TRUE | 9.8 | FALSE |  |  |  |  | Suspension/Bracket | TRUE |  |  | UL DLC | 85 days | https://drive.google.com/file/d/1w3XWSu3B-o-46awpP6eeXyRHp0dBE-dt/view?usp=drive_link | 5 year | 5000 | 23.83 |  |  | https://drive.google.com/file/d/13DL1-VBSQYe8EjWOThbvHqALjSZ62iD8/view?usp=sharing | IP65
LED High Bay Series | High Bay UFO | SL-UFOA00-160W-R090-C |  | 10.7x6.3in | 160W | AC100-277Vac | 3/4/5k (Tunable) | 80 | 25600LM | 160lm/w | 0-10v | Black/Aluminum/IP65 | FALSE |  |  |  |  | TRUE | 9.8 | FALSE |  |  |  |  | Suspension/Bracket | FALSE |  |  | UL DLC | 85 days | https://drive.google.com/file/d/1w3XWSu3B-o-46awpP6eeXyRHp0dBE-dt/view?usp=drive_link | 5 year | 5000 | 23.83 |  |  | https://drive.google.com/file/d/13DL1-VBSQYe8EjWOThbvHqALjSZ62iD8/view?usp=sharing | IP65
LED High Bay Series | High Bay UFO | SL-UFOA00-160W-R090-C |  | 10.7x6.3in | 160W | AC100-277Vac | 3/4/5k (Tunable) | 80 | 25600LM | 160lm/w | 0-10v | Black/Aluminum/IP65 | TRUE | TRUE |  | TRUE | 5.9 | TRUE | 9.8 | FALSE |  |  |  |  | Suspension/Bracket | FALSE |  |  | UL DLC | 85 days | https://drive.google.com/file/d/1w3XWSu3B-o-46awpP6eeXyRHp0dBE-dt/view?usp=drive_link | 5 year | 5000 | 23.83 |  |  | https://drive.google.com/file/d/13DL1-VBSQYe8EjWOThbvHqALjSZ62iD8/view?usp=sharing | IP65
LED High Bay Series | High Bay UFO | SL-UFOA00-160W-R090-C |  | 10.7x6.3in | 160W | AC100-277Vac | 3/4/5k (Tunable) | 80 | 25600LM | 160lm/w | 0-10v | Black/Aluminum/IP65 | TRUE | TRUE |  | TRUE | 5.9 |  |  | FALSE |  |  |  |  | Suspension/Bracket | TRUE |  |  | UL DLC | 85 days | https://drive.google.com/file/d/1w3XWSu3B-o-46awpP6eeXyRHp0dBE-dt/view?usp=drive_link | 5 year | 5000 | 23.83 |  |  | https://drive.google.com/file/d/13DL1-VBSQYe8EjWOThbvHqALjSZ62iD8/view?usp=sharing | IP65
LED High Bay Series | High Bay UFO | SL-UFOA00-160W-R090-C |  | 10.7x6.3in | 160W | AC100-277Vac | 3/4/5k (Tunable) | 80 | 25600LM | 160lm/w | 0-10v | Black/Aluminum/IP65 | FALSE | [6 empty] | TRUE |  |  |  |  | Suspension/Bracket | TRUE |  |  | UL DLC | 85 days | https://drive.google.com/file/d/1w3XWSu3B-o-46awpP6eeXyRHp0dBE-dt/view?usp=drive_link | 5 year | 5000 | 23.83 |  |  | https://drive.google.com/file/d/13DL1-VBSQYe8EjWOThbvHqALjSZ62iD8/view?usp=sharing | IP65
LED High Bay Series | High Bay UFO | SL-UFOA00-160W-R090-C |  | 10.7x6.3in | 160W | AC100-277Vac | 3/4/5k (Tunable) | 80 | 25600LM | 160lm/w | 0-10v | Black/Aluminum/IP65 | FALSE | [6 empty] | TRUE |  |  |  |  | Suspension/Bracket | FALSE |  |  | UL DLC | 85 days | https://drive.google.com/file/d/1w3XWSu3B-o-46awpP6eeXyRHp0dBE-dt/view?usp=drive_link | 5 year | 5000 | 23.83 |  |  | https://drive.google.com/file/d/13DL1-VBSQYe8EjWOThbvHqALjSZ62iD8/view?usp=sharing | IP65
LED High Bay Series | High Bay UFO | SL-UFOA00-205W-R090-C |  | 10.7x6.3in | 205W | AC100-277Vac | 3/4/5k (Tunable) | 80 | 42,025LM | 205lm/w | 0-10v | Black/Aluminum/IP65 | TRUE | TRUE |  | TRUE | 5.9 |  |  | TRUE |  |  |  |  | Suspension/Bracket | FALSE |  |  | UL DLC | 85 days | https://drive.google.com/file/d/1w3XWSu3B-o-46awpP6eeXyRHp0dBE-dt/view?usp=drive_link | 5 year | 5000 | 26.95 |  |  | https://drive.google.com/file/d/13DL1-VBSQYe8EjWOThbvHqALjSZ62iD8/view?usp=sharing | IP65
LED High Bay Series | High Bay UFO | SL-UFOA00-205W-R090-C |  | 10.7x6.3in | 205W | AC100-277Vac | 3/4/5k (Tunable) | 80 | 42,025LM | 205lm/w | 0-10v | Black/Aluminum/IP65 | TRUE | TRUE |  | TRUE | 5.9 | TRUE | 9.8 | TRUE |  |  |  |  | Suspension/Bracket | TRUE |  |  | UL DLC | 85 days | https://drive.google.com/file/d/1w3XWSu3B-o-46awpP6eeXyRHp0dBE-dt/view?usp=drive_link | 5 year | 5000 | 26.95 |  |  | https://drive.google.com/file/d/13DL1-VBSQYe8EjWOThbvHqALjSZ62iD8/view?usp=sharing | IP65
LED High Bay Series | High Bay UFO | SL-UFOA00-205W-R090-C |  | 10.7x6.3in | 205W | AC100-277Vac | 3/4/5k (Tunable) | 80 | 42,025LM | 205lm/w | 0-10v | Black/Aluminum/IP65 | FALSE |  |  |  |  | TRUE | 9.8 | FALSE |  |  |  |  | Suspension/Bracket | TRUE |  |  | UL DLC | 85 days | https://drive.google.com/file/d/1w3XWSu3B-o-46awpP6eeXyRHp0dBE-dt/view?usp=drive_link | 5 year | 5000 | 26.95 |  |  | https://drive.google.com/file/d/13DL1-VBSQYe8EjWOThbvHqALjSZ62iD8/view?usp=sharing | IP65
LED High Bay Series | High Bay UFO | SL-UFOA00-205W-R090-C |  | 10.7x6.3in | 205W | AC100-277Vac | 3/4/5k (Tunable) | 80 | 42,025LM | 205lm/w | 0-10v | Black/Aluminum/IP65 | FALSE |  |  |  |  | TRUE | 9.8 | FALSE |  |  |  |  | Suspension/Bracket | FALSE |  |  | UL DLC | 85 days | https://drive.google.com/file/d/1w3XWSu3B-o-46awpP6eeXyRHp0dBE-dt/view?usp=drive_link | 5 year | 5000 | 26.95 |  |  | https://drive.google.com/file/d/13DL1-VBSQYe8EjWOThbvHqALjSZ62iD8/view?usp=sharing | IP65
LED High Bay Series | High Bay UFO | SL-UFOA00-205W-R090-C |  | 10.7x6.3in | 205W | AC100-277Vac | 3/4/5k (Tunable) | 80 | 42,025LM | 205lm/w | 0-10v | Black/Aluminum/IP65 | TRUE | TRUE |  | TRUE | 5.9 | TRUE | 9.8 | FALSE |  |  |  |  | Suspension/Bracket | FALSE |  |  | UL DLC | 85 days | https://drive.google.com/file/d/1w3XWSu3B-o-46awpP6eeXyRHp0dBE-dt/view?usp=drive_link | 5 year | 5000 | 26.95 |  |  | https://drive.google.com/file/d/13DL1-VBSQYe8EjWOThbvHqALjSZ62iD8/view?usp=sharing | IP65
LED High Bay Series | High Bay UFO | SL-UFOA00-205W-R090-C |  | 10.7x6.3in | 205W | AC100-277Vac | 3/4/5k (Tunable) | 80 | 42,025LM | 205lm/w | 0-10v | Black/Aluminum/IP65 | TRUE | TRUE |  | TRUE | 5.9 |  |  | FALSE |  |  |  |  | Suspension/Bracket | TRUE |  |  | UL DLC | 85 days | https://drive.google.com/file/d/1w3XWSu3B-o-46awpP6eeXyRHp0dBE-dt/view?usp=drive_link | 5 year | 5000 | 26.95 |  |  | https://drive.google.com/file/d/13DL1-VBSQYe8EjWOThbvHqALjSZ62iD8/view?usp=sharing | IP65
LED High Bay Series | High Bay UFO | SL-UFOA00-205W-R090-C |  | 10.7x6.3in | 205W | AC100-277Vac | 3/4/5k (Tunable) | 80 | 42,025LM | 205lm/w | 0-10v | Black/Aluminum/IP65 | FALSE | [6 empty] | TRUE |  |  |  |  | Suspension/Bracket | TRUE |  |  | UL DLC | 85 days | https://drive.google.com/file/d/1w3XWSu3B-o-46awpP6eeXyRHp0dBE-dt/view?usp=drive_link | 5 year | 5000 | 26.95 |  |  | https://drive.google.com/file/d/13DL1-VBSQYe8EjWOThbvHqALjSZ62iD8/view?usp=sharing | IP65
LED High Bay Series | High Bay UFO | SL-UFOA00-205W-R090-C |  | 10.7x6.3in | 205W | AC100-277Vac | 3/4/5k (Tunable) | 80 | 42,025LM | 205lm/w | 0-10v | Black/Aluminum/IP65 | FALSE | [6 empty] | TRUE |  |  |  |  | Suspension/Bracket | FALSE |  |  | UL DLC | 85 days | https://drive.google.com/file/d/1w3XWSu3B-o-46awpP6eeXyRHp0dBE-dt/view?usp=drive_link | 5 year | 5000 | 26.95 |  |  | https://drive.google.com/file/d/13DL1-VBSQYe8EjWOThbvHqALjSZ62iD8/view?usp=sharing | IP65
LED High Bay Series | High Bay UFO | DM-UF80/100/150W-BNN45 |  | 12.8in | 80W/100W/150W switchable | AC100-277Vac | 4/5k (Tunable) | 80 | 13200/16500/24750LM | 165lm/w | 0-10v | Black/Metal/IP65 | TRUE | TRUE |  | TRUE | 5.9 |  |  |  |  | 30/40W | 60 |  | Surface/Suspension/Continious | FALSE |  |  | ETL DLC | 75 days | https://drive.google.com/file/d/1MfnWZQWw4c87kIOurFAbpv0K5Yja3eC-/view?usp=drive_link | 5 year | TBN | $31.00 (DDP) |  |  | https://drive.google.com/file/d/1h6fjG77amALrssG_FinVXU3aJSqMIu9I/view?usp=sharing | IP65
LED High Bay Series | High Bay UFO | DM-UF80/100/150W-BNN45 |  | 12.8in | 80W/100W/150W switchable | AC100-277Vac | 4/5k (Tunable) | 80 | 13200/16500/24750LM | 165lm/w | 0-10v | Black/Metal/IP65 | TRUE | TRUE |  | TRUE | 5.9 | TRUE | 9.8 |  |  | 30/40W | 60 |  | Surface/Suspension/Continious | TRUE |  |  | ETL DLC | 75 days | https://drive.google.com/file/d/1MfnWZQWw4c87kIOurFAbpv0K5Yja3eC-/view?usp=drive_link | 5 year | TBN | $31.00 (DDP) |  |  | https://drive.google.com/file/d/1h6fjG77amALrssG_FinVXU3aJSqMIu9I/view?usp=sharing | IP65
LED High Bay Series | High Bay UFO | DM-UF80/100/150W-BNN45 |  | 12.8in | 80W/100W/150W switchable | AC100-277Vac | 4/5k (Tunable) | 80 | 13200/16500/24750LM | 165lm/w | 0-10v | Black/Metal/IP65 | FALSE |  |  |  |  | TRUE | 9.8 |  |  | FALSE |  |  | Surface/Suspension/Continious | TRUE |  |  | ETL DLC | 75 days | https://drive.google.com/file/d/1MfnWZQWw4c87kIOurFAbpv0K5Yja3eC-/view?usp=drive_link | 5 year | TBN | $31.00 (DDP) |  |  | https://drive.google.com/file/d/1h6fjG77amALrssG_FinVXU3aJSqMIu9I/view?usp=sharing | IP65
LED High Bay Series | High Bay UFO | DM-UF80/100/150W-BNN45 |  | 12.8in | 80W/100W/150W switchable | AC100-277Vac | 4/5k (Tunable) | 80 | 13200/16500/24750LM | 165lm/w | 0-10v | Black/Metal/IP65 | FALSE |  |  |  |  | TRUE | 9.8 |  |  | FALSE |  |  | Surface/Suspension/Continious | FALSE |  |  | ETL DLC | 75 days | https://drive.google.com/file/d/1MfnWZQWw4c87kIOurFAbpv0K5Yja3eC-/view?usp=drive_link | 5 year | TBN | $31.00 (DDP) |  |  | https://drive.google.com/file/d/1h6fjG77amALrssG_FinVXU3aJSqMIu9I/view?usp=sharing | IP65
LED High Bay Series | High Bay UFO | DM-UF80/100/150W-BNN45 |  | 12.8in | 80W/100W/150W switchable | AC100-277Vac | 4/5k (Tunable) | 80 | 13200/16500/24750LM | 165lm/w | 0-10v | Black/Metal/IP65 | TRUE | TRUE |  | TRUE | 5.9 | TRUE | 9.8 |  |  | FALSE |  |  | Surface/Suspension/Continious | FALSE |  |  | ETL DLC | 75 days | https://drive.google.com/file/d/1MfnWZQWw4c87kIOurFAbpv0K5Yja3eC-/view?usp=drive_link | 5 year | TBN | $31.00 (DDP) |  |  | https://drive.google.com/file/d/1h6fjG77amALrssG_FinVXU3aJSqMIu9I/view?usp=sharing | IP65
LED High Bay Series | High Bay UFO | DM-UF80/100/150W-BNN45 |  | 12.8in | 80W/100W/150W switchable | AC100-277Vac | 4/5k (Tunable) | 80 | 13200/16500/24750LM | 165lm/w | 0-10v | Black/Metal/IP65 | TRUE | TRUE |  | TRUE | 5.9 |  |  |  |  | FALSE |  |  | Surface/Suspension/Continious | TRUE |  |  | ETL DLC | 75 days | https://drive.google.com/file/d/1MfnWZQWw4c87kIOurFAbpv0K5Yja3eC-/view?usp=drive_link | 5 year | TBN | $31.00 (DDP) |  |  | https://drive.google.com/file/d/1h6fjG77amALrssG_FinVXU3aJSqMIu9I/view?usp=sharing | IP65
LED High Bay Series | High Bay UFO | DM-UF80/100/150W-BNN45 |  | 12.8in | 80W/100W/150W switchable | AC100-277Vac | 4/5k (Tunable) | 80 | 13200/16500/24750LM | 165lm/w | 0-10v | Black/Metal/IP65 | FALSE | [8 empty] | 30/40W | 60 |  | Surface/Suspension/Continious | TRUE |  |  | ETL DLC | 75 days | https://drive.google.com/file/d/1MfnWZQWw4c87kIOurFAbpv0K5Yja3eC-/view?usp=drive_link | 5 year | TBN | $31.00 (DDP) |  |  | https://drive.google.com/file/d/1h6fjG77amALrssG_FinVXU3aJSqMIu9I/view?usp=sharing | IP65
LED High Bay Series | High Bay UFO | DM-UF80/100/150W-BNN45 |  | 12.8in | 80W/100W/150W switchable | AC100-277Vac | 4/5k (Tunable) | 80 | 13200/16500/24750LM | 165lm/w | 0-10v | Black/Metal/IP65 | FALSE | [8 empty] | 30/40W | 60 |  | Surface/Suspension/Continious | FALSE |  |  | ETL DLC | 75 days | https://drive.google.com/file/d/1MfnWZQWw4c87kIOurFAbpv0K5Yja3eC-/view?usp=drive_link | 5 year | TBN | $31.00 (DDP) |  |  | https://drive.google.com/file/d/1h6fjG77amALrssG_FinVXU3aJSqMIu9I/view?usp=sharing | IP65
LED High Bay Series | High Bay UFO | DM-UF150/200/240W-BNN45 |  | 14.4in | 150W/200W/240W switchable | AC100-277Vac | 4/5k (Tunable) | 80 | 24750/33000/39600lm | 165lm/w | 0-10v | Black/Metal/IP65 | TRUE | TRUE |  | TRUE | 5.9 |  |  |  |  | 30/40W | 60 |  | Surface/Suspension/Continious | FALSE |  |  | ETL DLC | 75 days | https://drive.google.com/file/d/1MfnWZQWw4c87kIOurFAbpv0K5Yja3eC-/view?usp=drive_link | 5 year | TBN | $41.00 (DDP) |  |  | https://drive.google.com/file/d/1h6fjG77amALrssG_FinVXU3aJSqMIu9I/view?usp=sharing | IP65
LED High Bay Series | High Bay UFO | DM-UF150/200/240W-BNN45 |  | 14.4in | 150W/200W/240W switchable | AC100-277Vac | 4/5k (Tunable) | 80 | 24750/33000/39600lm | 165lm/w | 0-10v | Black/Metal/IP65 | TRUE | TRUE |  | TRUE | 5.9 | TRUE | 9.8 |  |  | 30/40W | 60 |  | Surface/Suspension/Continious | TRUE |  |  | ETL DLC | 75 days | https://drive.google.com/file/d/1MfnWZQWw4c87kIOurFAbpv0K5Yja3eC-/view?usp=drive_link | 5 year | TBN | $41.00 (DDP) |  |  | https://drive.google.com/file/d/1h6fjG77amALrssG_FinVXU3aJSqMIu9I/view?usp=sharing | IP65
LED High Bay Series | High Bay UFO | DM-UF150/200/240W-BNN45 |  | 14.4in | 150W/200W/240W switchable | AC100-277Vac | 4/5k (Tunable) | 80 | 24750/33000/39600lm | 165lm/w | 0-10v | Black/Metal/IP65 | FALSE |  |  |  |  | TRUE | 9.8 |  |  | FALSE |  |  | Surface/Suspension/Continious | TRUE |  |  | ETL DLC | 75 days | https://drive.google.com/file/d/1MfnWZQWw4c87kIOurFAbpv0K5Yja3eC-/view?usp=drive_link | 5 year | TBN | $41.00 (DDP) |  |  | https://drive.google.com/file/d/1h6fjG77amALrssG_FinVXU3aJSqMIu9I/view?usp=sharing | IP65
LED High Bay Series | High Bay UFO | DM-UF150/200/240W-BNN45 |  | 14.4in | 150W/200W/240W switchable | AC100-277Vac | 4/5k (Tunable) | 80 | 24750/33000/39600lm | 165lm/w | 0-10v | Black/Metal/IP65 | FALSE |  |  |  |  | TRUE | 9.8 |  |  | FALSE |  |  | Surface/Suspension/Continious | FALSE |  |  | ETL DLC | 75 days | https://drive.google.com/file/d/1MfnWZQWw4c87kIOurFAbpv0K5Yja3eC-/view?usp=drive_link | 5 year | TBN | $41.00 (DDP) |  |  | https://drive.google.com/file/d/1h6fjG77amALrssG_FinVXU3aJSqMIu9I/view?usp=sharing | IP65
LED High Bay Series | High Bay UFO | DM-UF150/200/240W-BNN45 |  | 14.4in | 150W/200W/240W switchable | AC100-277Vac | 4/5k (Tunable) | 80 | 24750/33000/39600lm | 165lm/w | 0-10v | Black/Metal/IP65 | TRUE | TRUE |  | TRUE | 5.9 | TRUE | 9.8 |  |  | FALSE |  |  | Surface/Suspension/Continious | FALSE |  |  | ETL DLC | 75 days | https://drive.google.com/file/d/1MfnWZQWw4c87kIOurFAbpv0K5Yja3eC-/view?usp=drive_link | 5 year | TBN | $41.00 (DDP) |  |  | https://drive.google.com/file/d/1h6fjG77amALrssG_FinVXU3aJSqMIu9I/view?usp=sharing | IP65
LED High Bay Series | High Bay UFO | DM-UF150/200/240W-BNN45 |  | 14.4in | 150W/200W/240W switchable | AC100-277Vac | 4/5k (Tunable) | 80 | 24750/33000/39600lm | 165lm/w | 0-10v | Black/Metal/IP65 | TRUE | TRUE |  | TRUE | 5.9 |  |  |  |  | FALSE |  |  | Surface/Suspension/Continious | TRUE |  |  | ETL DLC | 75 days | https://drive.google.com/file/d/1MfnWZQWw4c87kIOurFAbpv0K5Yja3eC-/view?usp=drive_link | 5 year | TBN | $41.00 (DDP) |  |  | https://drive.google.com/file/d/1h6fjG77amALrssG_FinVXU3aJSqMIu9I/view?usp=sharing | IP65
LED High Bay Series | High Bay UFO | DM-UF150/200/240W-BNN45 |  | 14.4in | 150W/200W/240W switchable | AC100-277Vac | 4/5k (Tunable) | 80 | 24750/33000/39600lm | 165lm/w | 0-10v | Black/Metal/IP65 | FALSE | [8 empty] | 30/40W | 60 |  | Surface/Suspension/Continious | TRUE |  |  | ETL DLC | 75 days | https://drive.google.com/file/d/1MfnWZQWw4c87kIOurFAbpv0K5Yja3eC-/view?usp=drive_link | 5 year | TBN | $41.00 (DDP) |  |  | https://drive.google.com/file/d/1h6fjG77amALrssG_FinVXU3aJSqMIu9I/view?usp=sharing | IP65
LED High Bay Series | High Bay UFO | DM-UF150/200/240W-BNN45 |  | 14.4in | 150W/200W/240W switchable | AC100-277Vac | 4/5k (Tunable) | 80 | 24750/33000/39600lm | 165lm/w | 0-10v | Black/Metal/IP65 | FALSE | [8 empty] | 30/40W | 60 |  | Surface/Suspension/Continious | FALSE |  |  | ETL DLC | 75 days | https://drive.google.com/file/d/1MfnWZQWw4c87kIOurFAbpv0K5Yja3eC-/view?usp=drive_link | 5 year | TBN | $41.00 (DDP) |  |  | https://drive.google.com/file/d/1h6fjG77amALrssG_FinVXU3aJSqMIu9I/view?usp=sharing | IP65
LED High Bay Series | High Bay UFO | PVHB-UFO02-150W-01 |  | 10.7x6.3in | 100/125/150W | AC120-277V | 3.5/4/5k (Tunable) | 80 | 14k/17.5k/21k | 140lm/w | [5 empty] | TRUE | [12 empty] | UL DLC |  |  | 5 year | 2000 |  | $37.61(Vietnam)
LED High Bay Series | High Bay UFO | PVHB-UFO02-200W-01 |  | 10.7x6.3in | 150/175/200W | AC120-277V | 3.5/4/5k (Tunable) | 80 | 21k/24.5k/28k | 140lm/w | [5 empty] | TRUE | [12 empty] | UL DLC |  |  | 5 year | 2000 |  | $43.89(Vietnam)